## PRP
Discount Rate |  | 8%
General Inflation |  | 2.5%
Fiscal Year | Energy | [5 empty] | Production Cost | [17 empty] | Demand Response Programs Levelized Costs ($000) | DBESS Program Cost ($000) | Unit Additions Annualized Capital Costs ($000) (includes fixed decisions annual costs) | PREPA Owned | Thermal PPAs | Renewable PPAs | Transmission | Battery | Unit Additions Capital Costs ($000) (for variable unit additions) | Total System Cost ($000) (includes EE program costs) | Present Value Revenue Requirement (PVRR) ($000) | YEAR | Total Production Cost Load Based, $/kWh | Total System Cost Load Based, $/kWh
| Native Load (GWh) | Net Generation (GWh) | Generation (GWh) | Unserved Energy Hours (h) | Unserved Energy (GWh) | Peak Load (MW) | Total Fuel Cost ($000) |  |  |  | Plant O&M Costs | [11 empty] | Variable Production Costs ($000) | Total Production Cost ($000) |  |  |  | Unit Additions Annualized Capital Costs ($000) (includes fixed decisions annual costs) | Unit Additions Annualized Capital Costs ($000) (includes fixed decisions annual costs) | Unit Additions Annualized Capital Costs ($000) (includes fixed decisions annual costs) | Unit Additions Annualized Capital Costs ($000) (includes fixed decisions annual costs) | Unit Additions Annualized Capital Costs ($000) (includes fixed decisions annual costs) | [6 empty] | FUEL COSTS ($000)
[8 empty] | PREPA Owned | Thermal PPAs | Renewable PPAs |  | PREPA Owned | Thermal PPAs | Renewable PPAs |  | PREPA Owned | Thermal PPAs | Renewable PPAs |  | PREPA Owned | Thermal PPAs | Renewable PPAs
[8 empty] | Fuel Cost ($000) | Fuel Cost ($000) | Fuel Cost ($000) | Total VO&M Cost ($000) | VO&M Cost ($000) | VO&M Cost ($000) | VO&M Cost ($000) | Total FO&M Cost ($000) | FO&M Cost ($000) | FO&M Cost ($000) | FO&M Cost ($000) | Total Start & Shutdown Cost ($000) | Start & Shutdown Cost ($000) | Start & Shutdown Cost ($000) | Start & Shutdown Cost ($000) | [16 empty] | Coal | Diesel CC | HeavyDiesel - FO6 | Diesel - Peaker | LNG - EcoElec | Diesel - GT | LNG | LNG - Trucked | Biodiesel - B100 | Hydro Gen | Solar | Wind Gen | Land Fill Gas Gen | DDG | TXDG | Future Solar | New Solar | New Wind | New Offshore Wind | New Residential Solar | Battery Storage - 4hr | Battery Storage - 8hr | Battery Storage - 2hr | Battery Storage - 6hr | Battery Storage - 10hr | Tranche 1 Solar | Tranche 2 Solar | Tranche 1 BESS | Tranche 2 BESS | New Distributed Storage | CHP | DPV | DR | 0 | ASAP Phase 1 | ASAP Phase 2 | Utility Battery - Tranche 4
2024 | [35 empty] | 2024
2025 | 18565.54 | 18692.11 | 18697.08 | 375 | 51.69 | 2874.85 | 2108277.88 | 1651886 | 456391.88 | 0 | 250920.91 | 103799.11 | 30195.71 | 116926.09 | 708661.026 | 219334.56 | 369613.096 | 119713.37 | 16345.17 | 15000.97 | 1344.2 | 0 | 2375543.96 | 3084204.986 | 1.893 | 0 | 75921.3985 | 0 | 0 | 0 | 75921.3985 | 0 | 0 | 3287058.2185 | 2818122.6153 | 2025 | 0.16613 | 0.17705 | 222782.67 | 94746.5 | 795635.52 | 129338.53 | 202860.83 | 171245.06 | 387522.41 | 104146.36 | 0 | 0 | 0 | 0 | 0 | 0 | 0 | 0 | 0 | 0 | 0 | 0 | 0 | 0 | 0 | 0 | 0 | 0 | 0 | 0 | 0 | 0 | 0 | 0 | 0 | 0 | 0 | 0 | 0
2026 | 18192.34 | 18192.34 | 18531.33 | 8 | 1.61 | 2784.37 | 1416019.89 | 534687.67 | 881332.22 | 0 | 375299.28 | 55581.52 | 57225.01 | 262492.75 | 989559.498 | 226521.89 | 425694.778 | 337342.83 | 9186.27 | 6976.54 | 2209.73 | 0 | 1800505.44 | 2790064.938 | 7.189 | 0 | 245390.75 | 0 | 0 | 0 | 245390.75 | 0 | 0 | 3142462.119 | 5312710.3615 | 2026 | 0.15336 | 0.17274 | 225627.38 | 4932.28 | 126020.88 | 5752.75 | 430105.44 | 7934.14 | 360080.76 | 255566.26 | 0 | 0 | 0 | 0 | 0 | 0 | 0 | 0 | 0 | 0 | 0 | 0 | 0 | 0 | 0 | 0 | 0 | 0 | 0 | 0 | 0 | 0 | 0 | 0 | 0 | 0 | 0 | 0 | 0
2027 | 18136.44 | 18136.44 | 18817.31 | 34 | 3.17 | 2740.56 | 1277429.39 | 423164.35 | 854265.04 | 0 | 427038.61 | 57711.43 | 55433.52 | 313893.66 | 1142052.9731 | 234180.89 | 441104.1731 | 466767.91 | 6622.53 | 3835.74 | 2786.79 | 0 | 1711090.53 | 2853143.5031 | 17.708 | 806.8254 | 500136.0731 | 0 | 0 | 0 | 500136.0731 | 0 | 0 | 3422220.1844 | 7828144.3599 | 2027 | 0.15732 | 0.18869 | 202083.33 | 228.92 | 40030.53 | 2202.88 | 465186.19 | 2289.58 | 304552.37 | 260855.59 | 0 | 0 | 0 | 0 | 0 | 0 | 0 | 0 | 0 | 0 | 0 | 0 | 0 | 0 | 0 | 0 | 0 | 0 | 0 | 0 | 0 | 0 | 0 | 0 | 0 | 0 | 0 | 0 | 0
2028 | 18006.07 | 18006.07 | 18670.32 | 0 | 0 | 2693.35 | 1073838.1 | 210768.44 | 863069.66 | 0 | 419934.03 | 38166.9 | 54617.07 | 327150.06 | 1388518.7353 | 243018.6 | 647031.3653 | 498468.77 | 3801.68 | 1191.92 | 2609.76 | 0 | 1497573.81 | 2886092.5453 | 347.904 | 2016.441 | 657023.9361 | 0 | 0 | 0 | 657023.9361 | 0 | 0 | 3619760.9485 | 10291692.8387 | 2028 | 0.16028 | 0.20103 | 197506.81 | 0 | 3096.81 | 106.64 | 391833.09 | 39.13 | 438578.6 | 42677.02 | 0 | 0 | 0 | 0 | 0 | 0 | 0 | 0 | 0 | 0 | 0 | 0 | 0 | 0 | 0 | 0 | 0 | 0 | 0 | 0 | 0 | 0 | 0 | 0 | 0 | 0 | 0 | 0 | 0
2029 | 17912.25 | 17912.25 | 18737.68 | 0 | 0 | 2683.59 | 1079893.07 | 314571.63 | 765321.44 | 0 | 420999.87 | 46454.42 | 44940.99 | 329604.46 | 1375769.9874 | 251069.34 | 617266.1974 | 507434.45 | 5434.19 | 3209.08 | 2225.11 | 0 | 1506327.13 | 2882097.1174 | 1623.456 | 3408.9977 | 749854.4979 | 0 | 0 | 0 | 749854.4979 | 0 | 0 | 3690980.7802 | 12617636.8198 | 2029 | 0.1609 | 0.20606 | 202719.34 | 999.63 | 35975.55 | 1127.96 | 353118.87 | 1732.38 | 458240.78 | 25978.56 | 0 | 0 | 0 | 0 | 0 | 0 | 0 | 0 | 0 | 0 | 0 | 0 | 0 | 0 | 0 | 0 | 0 | 0 | 0 | 0 | 0 | 0 | 0 | 0 | 0 | 0 | 0 | 0 | 0
2030 | 17764.11 | 17764.11 | 18570.88 | 0 | 0 | 2654 | 1075245.08 | 297547.35 | 777697.73 | 0 | 422072.57 | 46351.78 | 44483.51 | 331237.28 | 1381334.1325 | 230790.3 | 633857.0025 | 516686.83 | 5203.81 | 2876.76 | 2327.05 | 0 | 1502521.46 | 2883855.5925 | 3951.815 | 5020.0957 | 753396.6801 | 0 | 0 | 0 | 753396.6801 | 0 | 144662.84 | 3704188.4691 | 14778995.2137 | 2030 | 0.16234 | 0.20852 | 202283.77 | 2513.31 | 33586.36 | 1602.08 | 354204.52 | 1694.54 | 461394.41 | 17966.09 | 0 | 0 | 0 | 0 | 0 | 0 | 0 | 0 | 0 | 0 | 0 | 0 | 0 | 0 | 0 | 0 | 0 | 0 | 0 | 0 | 0 | 0 | 0 | 0 | 0 | 0 | 0 | 0 | 0
2031 | 17610.33 | 17610.33 | 18447.51 | 5 | 0.16 | 2632.22 | 1082554.36 | 256112.27 | 826442.09 | 0 | 423478.23 | 42821.18 | 46254.66 | 334402.39 | 1491242.8676 | 230566.79 | 655573.7876 | 605102.29 | 5181.76 | 2874.7 | 2307.06 | 0 | 1511214.35 | 3002457.2176 | 7527.614 | 5786.0492 | 789202.166 | 0 | 32192.46 | 0 | 757009.706 | 0 | 307767.21 | 3864080.1389 | 16866637.48 | 2031 | 0.17049 | 0.21942 | 205867.55 | 1141.85 | 21410.05 | 2308.32 | 363469.35 | 1770.38 | 471774.9 | 14811.96 | 0 | 0 | 0 | 0 | 0 | 0 | 0 | 0 | 0 | 0 | 0 | 0 | 0 | 0 | 0 | 0 | 0 | 0 | 0 | 0 | 0 | 0 | 0 | 0 | 0 | 0 | 0 | 0 | 0
2032 | 17383.51 | 17383.51 | 18223.91 | 0 | 0 | 2608.27 | 1074944.64 | 224938.49 | 850006.15 | 0 | 422604 | 38690.07 | 46589.31 | 337324.62 | 1506329.0781 | 215841.56 | 673603.5681 | 616883.95 | 5294.12 | 2886.48 | 2407.64 | 0 | 1502842.76 | 3009171.8381 | 10740.419 | 6674.5032 | 792887.4523 | 0 | 32192.46 | 0 | 760694.9923 | 0 | 0 | 3881039.1918 | 18808123.3271 | 2032 | 0.1731 | 0.22326 | 210837.41 | 26.64 | 16886.65 | 1902.27 | 371588.02 | 507.49 | 458994.97 | 14201.19 | 0 | 0 | 0 | 0 | 0 | 0 | 0 | 0 | 0 | 0 | 0 | 0 | 0 | 0 | 0 | 0 | 0 | 0 | 0 | 0 | 0 | 0 | 0 | 0 | 0 | 0 | 0 | 0 | 0
2033 | 17203.47 | 17203.47 | 18112.36 | 0 | 0 | 2598.87 | 1134173.9 | 213446.65 | 920727.25 | 0 | 404746.47 | 37185.73 | 37504.57 | 330056.17 | 1331262.9204 | 224237.64 | 491050.6604 | 615974.62 | 4246.49 | 3160.05 | 1086.44 | 0 | 1543166.86 | 2874429.7804 | 13531.363 | 7704.8391 | 903317.4744 | 0 | 138863.49 | 0 | 764453.9844 | 0 | 1019799.48 | 3861773.1374 | 20596871.4968 | 2033 | 0.16708 | 0.22448 | 0 | 674.38 | 11226.82 | 2682.86 | 389380.23 | 662.73 | 718206.23 | 11340.65 | 0 | 0 | 0 | 0 | 0 | 0 | 0 | 0 | 0 | 0 | 0 | 0 | 0 | 0 | 0 | 0 | 0 | 0 | 0 | 0 | 0 | 0 | 0 | 0 | 0 | 0 | 0 | 0 | 0
2034 | 17072.5 | 17072.5 | 17954.82 | 0 | 0 | 2596.28 | 1152038.36 | 229825.54 | 922212.82 | 0 | 403257.23 | 38996.78 | 37283.17 | 326977.28 | 1356320.1405 | 233776.52 | 505114.4405 | 617429.18 | 3852.88 | 2724.89 | 1127.99 | 0 | 1559148.47 | 2915468.6105 | 16172.428 | 8823.9612 | 907151.6463 | 0 | 138863.49 | 0 | 768288.1563 | 0 | 0 | 3882765.2453 | 22262122.9573 | 2034 | 0.17077 | 0.22743 | 0 | 452.41 | 12410.1 | 1023.17 | 381899.88 | 632.6 | 745524.67 | 10095.53 | 0 | 0 | 0 | 0 | 0 | 0 | 0 | 0 | 0 | 0 | 0 | 0 | 0 | 0 | 0 | 0 | 0 | 0 | 0 | 0 | 0 | 0 | 0 | 0 | 0 | 0 | 0 | 0 | 0
2035 | 16923.09 | 16923.09 | 17828.8 | 0 | 0 | 2593.24 | 1165786.56 | 209442.08 | 956344.48 | 0 | 400001.05 | 35818.54 | 38073.92 | 326108.59 | 1375630.7587 | 227451.98 | 518884.9287 | 629293.85 | 3513.59 | 2451.82 | 1061.77 | 0 | 1569301.2 | 2944931.9587 | 19423.008 | 10033.6668 | 911611.6517 | 549.15 | 138863.49 | 0 | 772199.0117 | 0 | 5250 | 3921146.8059 | 23819264.3036 | 2035 | 0.17402 | 0.2317 | 0 | 606.67 | 11452.88 | 675.29 | 398054.86 | 862.02 | 741721.14 | 10019.52 | 2394.18 | 0 | 0 | 0 | 0 | 0 | 0 | 0 | 0 | 0 | 0 | 0 | 0 | 0 | 0 | 0 | 0 | 0 | 0 | 0 | 0 | 0 | 0 | 0 | 0 | 0 | 0 | 0 | 0
2036 | 16672.36 | 16672.36 | 17641.75 | 0 | 0 | 2553.48 | 1152568.7 | 165717.91 | 986850.79 | 0 | 384532.13 | 30451.19 | 38596.83 | 315484.11 | 1378015.6275 | 220765.77 | 533598.3975 | 623651.46 | 3782.88 | 2695.17 | 1087.71 | 0 | 1540883.71 | 2918899.3375 | 24237.964 | 11463.1685 | 915600.7242 | 549.15 | 138863.49 | 0 | 776188.0842 | 0 | 0 | 3870201.1941 | 25242329.2508 | 2036 | 0.17507 | 0.23213 | 0 | 0 | 11232.84 | 2719.19 | 415522.06 | 1093.21 | 712898.13 | 8572.88 | 530.39 | 0 | 0 | 0 | 0 | 0 | 0 | 0 | 0 | 0 | 0 | 0 | 0 | 0 | 0 | 0 | 0 | 0 | 0 | 0 | 0 | 0 | 0 | 0 | 0 | 0 | 0 | 0 | 0
2037 | 16462.37 | 16462.37 | 17401.83 | 0 | 0 | 2531.82 | 1157598.69 | 160841.38 | 995297.54 | 1459.77 | 357900.38 | 30031.99 | 39087.21 | 288781.18 | 1382116.8224 | 229535.62 | 543244.8824 | 609336.32 | 3911.83 | 2814.3 | 1054.07 | 43.46 | 1519410.9 | 2901527.7224 | 31344.756 | 13126.8207 | 1040533.5981 | 549.15 | 259727.51 | 0 | 780256.9381 | 0 | 1155487.8 | 3986532.8971 | 26599588.3924 | 2037 | 0.17625 | 0.24216 | 0 | 0 | 9335.76 | 1992.94 | 414575.82 | 665.42 | 720949.3 | 8248.36 | 1831.09 | 0 | 0 | 0 | 0 | 0 | 0 | 0 | 0 | 0 | 0 | 0 | 0 | 0 | 0 | 0 | 0 | 0 | 0 | 0 | 0 | 0 | 0 | 0 | 0 | 0 | 0 | 0 | 0
2038 | 16277.55 | 16277.55 | 17291.59 | 0 | 0 | 2511.6 | 1176035 | 133326.48 | 1025315.91 | 17392.61 | 350494.41 | 26002.87 | 39140.22 | 285351.32 | 1368709.5151 | 203653.72 | 554326.3251 | 610729.47 | 3295.26 | 2094.12 | 1057.63 | 143.51 | 1529824.67 | 2898534.1851 | 42150.435 | 15052.7306 | 1044683.8291 | 549.15 | 259727.51 | 0 | 784407.1691 | 0 | 0 | 4000421.1797 | 27860687.9857 | 2038 | 0.17807 | 0.24576 | 0 | 0 | 8690 | 2196.36 | 431626.11 | 2220.46 | 704176.64 | 9448.54 | 17676.89 | 0 | 0 | 0 | 0 | 0 | 0 | 0 | 0 | 0 | 0 | 0 | 0 | 0 | 0 | 0 | 0 | 0 | 0 | 0 | 0 | 0 | 0 | 0 | 0 | 0 | 0 | 0 | 0
2039 | 16110.82 | 16110.82 | 17126.64 | 0 | 0 | 2491.13 | 1280667.89 | 71081.62 | 999440.65 | 210145.62 | 351490.68 | 19046.13 | 38380.87 | 294063.68 | 1362003.4759 | 174955.01 | 565622.6459 | 621425.82 | 5069.46 | 1390.83 | 1196.71 | 2481.92 | 1637228.03 | 2999231.5059 | 56914.642 | 17271.0234 | 1048917.0647 | 549.15 | 259727.51 | 0 | 788640.4047 | 0 | 0 | 4122334.236 | 29063958.0532 | 2039 | 0.18616 | 0.25587 | 0 | 0 | 0 | 595.92 | 412355.57 | 586.26 | 652885.07 | 2498.82 | 211746.25 | 0 | 0 | 0 | 0 | 0 | 0 | 0 | 0 | 0 | 0 | 0 | 0 | 0 | 0 | 0 | 0 | 0 | 0 | 0 | 0 | 0 | 0 | 0 | 0 | 0 | 0 | 0 | 0
2040 | 15984.27 | 15984.27 | 16858.16 | 0 | 0 | 2489.04 | 1359881.02 | 277872.06 | 766928.43 | 315080.53 | 362224.67 | 47565.53 | 19187.32 | 295471.82 | 1377906.2149 | 182720.74 | 552184.4649 | 643001.01 | 5988.06 | 1828.9 | 1050.57 | 3108.59 | 1728093.75 | 3105999.9649 | 72163.079 | 19594.2557 | 1053234.965 | 549.15 | 259727.51 | 0 | 792958.305 | 0 | 0 | 4250992.2646 | 30212869.2752 | 2040 | 0.19432 | 0.26595 | 0 | 0 | 0 | 784.47 | 426531.39 | 734.02 | 604357.43 | 11052.69 | 316421.02 | 0 | 0 | 0 | 0 | 0 | 0 | 0 | 0 | 0 | 0 | 0 | 0 | 0 | 0 | 0 | 0 | 0 | 0 | 0 | 0 | 0 | 0 | 0 | 0 | 0 | 0 | 0 | 0
2041 | 15916.4 | 15916.4 | 16792.37 | 0 | 0 | 2471.84 | 1464694.36 | 198305.38 | 766795.1 | 499593.88 | 354003.85 | 36379.42 | 18392.87 | 299231.56 | 1404630.2466 | 189801.38 | 562551.1966 | 652277.67 | 6320.06 | 2474.39 | 1037.73 | 2807.94 | 1825018.27 | 3229648.5166 | 91379.049 | 21181.9122 | 1057639.2233 | 549.15 | 259727.51 | 0 | 797362.5633 | 0 | 0 | 4622480.4693 | 31369640.5247 | 2041 | 0.20291 | 0.29042 | 0 | 0 | 0 | 1108.8 | 430342.07 | 1471.21 | 520473.48 | 10328.67 | 500970.13 | 0 | 0 | 0 | 0 | 0 | 0 | 0 | 0 | 0 | 0 | 0 | 0 | 0 | 0 | 0 | 0 | 0 | 0 | 0 | 0 | 0 | 0 | 0 | 0 | 0 | 0 | 0 | 0
2042 | 15725.81 | 15725.81 | 16780.86 | 0 | 0 | 2443.42 | 1516378.8 | 105458.22 | 763469.94 | 647450.64 | 339852.53 | 23807.52 | 18242.78 | 297802.23 | 1427414.1806 | 197708.37 | 573352.6206 | 656353.19 | 6407.67 | 2394.69 | 1494.09 | 2518.89 | 1862639 | 3290053.1806 | 114935.772 | 23009.8197 | 1062131.5669 | 549.15 | 259727.51 | 0 | 801854.9069 | 0 | 0 | 4521832.1736 | 32417403.5907 | 2042 | 0.20921 | 0.28754 | 0 | 0 | 0 | 1322.88 | 423570.34 | 956.9 | 436501.97 | 5182.85 | 648843.86 | 0 | 0 | 0 | 0 | 0 | 0 | 0 | 0 | 0 | 0 | 0 | 0 | 0 | 0 | 0 | 0 | 0 | 0 | 0 | 0 | 0 | 0 | 0 | 0 | 0 | 0 | 0 | 0
2043 | 15605.62 | 15605.62 | 16948.96 | 0 | 0 | 2430.05 | 1570575.57 | 60349.78 | 721441.23 | 788784.56 | 337747.59 | 17552.41 | 17974.67 | 302220.51 | 1458374.365 | 205956.85 | 584818.445 | 667599.07 | 4528.42 | 1576.31 | 1839.57 | 1112.54 | 1912851.58 | 3371225.945 | 137790.212 | 25078.5396 | 1066713.7572 | 549.15 | 259727.51 | 0 | 806437.0972 | 0 | 0 | 4626423.6259 | 33409994.4864 | 2043 | 0.21603 | 0.29646 | 0 | 0 | 0 | 1626.95 | 382668.9 | 638.59 | 392023.09 | 4427.49 | 789190.55 | 0 | 0 | 0 | 0 | 0 | 0 | 0 | 0 | 0 | 0 | 0 | 0 | 0 | 0 | 0 | 0 | 0 | 0 | 0 | 0 | 0 | 0 | 0 | 0 | 0 | 0 | 0 | 0
2044 | 15507.15 | 15507.15 | 16986.13 | 0 | 0 | 2418.64 | 1648145.34 | 43531.78 | 659962.68 | 944650.88 | 341822.92 | 15246.4 | 17587.67 | 308988.85 | 1492965.2796 | 215149.78 | 596769.2296 | 681046.27 | 6507.99 | 1272.15 | 3059.49 | 2176.35 | 1996476.25 | 3489441.5296 | 150154.152 | 27065.8031 | 1071387.5914 | 549.15 | 259727.51 | 0 | 811110.9314 | 0 | 0 | 4760419.9733 | 34355679.2751 | 2044 | 0.22502 | 0.30698 | 0 | 0 | 0 | 1357.08 | 323774.66 | 987.57 | 374527.9 | 736.03 | 946762.1 | 0 | 0 | 0 | 0 | 0 | 0 | 0 | 0 | 0 | 0 | 0 | 0 | 0 | 0 | 0 | 0 | 0 | 0 | 0 | 0 | 0 | 0 | 0 | 0 | 0 | 0 | 0 | 0

## 1.A
Discount Rate |  | 8%
General Inflation |  | 2.5%
Fiscal Year | Energy | [5 empty] | Production Cost | [17 empty] | Demand Response Programs Levelized Costs ($000) | DBESS Program Cost ($000) | Unit Additions Annualized Capital Costs ($000) (includes fixed decisions annual costs) | PREPA Owned | Thermal PPAs | Renewable PPAs | Transmission | Battery | Unit Additions Capital Costs ($000) (for variable unit additions) | Total System Cost ($000) (includes EE program costs) | Present Value Revenue Requirement (PVRR) ($000) | YEAR | Total Production Cost Load Based, $/kWh | Total System Cost Load Based, $/kWh
| Native Load (GWh) | Net Generation (GWh) | Generation (GWh) | Unserved Energy Hours (h) | Unserved Energy (GWh) | Peak Load (MW) | Total Fuel Cost ($000) |  |  |  | Plant O&M Costs | [11 empty] | Variable Production Costs ($000) | Total Production Cost ($000) |  |  |  | Unit Additions Annualized Capital Costs ($000) (includes fixed decisions annual costs) | Unit Additions Annualized Capital Costs ($000) (includes fixed decisions annual costs) | Unit Additions Annualized Capital Costs ($000) (includes fixed decisions annual costs) | Unit Additions Annualized Capital Costs ($000) (includes fixed decisions annual costs) | Unit Additions Annualized Capital Costs ($000) (includes fixed decisions annual costs) | [6 empty] | FUEL COSTS ($000)
[8 empty] | PREPA Owned | Thermal PPAs | Renewable PPAs |  | PREPA Owned | Thermal PPAs | Renewable PPAs |  | PREPA Owned | Thermal PPAs | Renewable PPAs |  | PREPA Owned | Thermal PPAs | Renewable PPAs
[8 empty] | Fuel Cost ($000) | Fuel Cost ($000) | Fuel Cost ($000) | Total VO&M Cost ($000) | VO&M Cost ($000) | VO&M Cost ($000) | VO&M Cost ($000) | Total FO&M Cost ($000) | FO&M Cost ($000) | FO&M Cost ($000) | FO&M Cost ($000) | Total Start & Shutdown Cost ($000) | Start & Shutdown Cost ($000) | Start & Shutdown Cost ($000) | Start & Shutdown Cost ($000) | [16 empty] | Coal | Diesel CC | HeavyDiesel - FO6 | Diesel - Peaker | LNG - EcoElec | Diesel - GT | LNG | LNG - Trucked | Biodiesel - B100 | Hydro Gen | Solar | Wind Gen | Land Fill Gas Gen | DDG | TXDG | Future Solar | New Solar | New Wind | New Offshore Wind | New Residential Solar | Battery Storage - 4hr | Battery Storage - 8hr | Battery Storage - 2hr | Battery Storage - 6hr | Battery Storage - 10hr | Tranche 1 Solar | Tranche 2 Solar | Tranche 1 BESS | Tranche 2 BESS | New Distributed Storage | CHP | DPV | DR | 0 | ASAP Phase 1 | ASAP Phase 2 | Utility Battery - Tranche 4
2024 | [35 empty] | 2024
2025 | 18566.57 | 18701.47 | 18716.48 | 368 | 50.66 | 2874.85 | 2105303.46 | 1647834.56 | 457468.9 | 0 | 250685.44 | 103522.68 | 30262.58 | 116900.18 | 708698.486 | 219334.56 | 369613.096 | 119750.83 | 16533.14 | 15265.48 | 1267.66 | 0 | 2372522.04 | 3081220.526 | 1.893 | 1206.4369 | 75921.3985 | 0 | 0 | 0 | 75921.3985 | 0 | 0 | 3285280.1954 | 2816598.2471 | 2025 | 0.16596 | 0.17695 | 223190.44 | 92229.91 | 796198.06 | 126771.62 | 203371 | 170388.65 | 388496.53 | 104657.25 | 0 | 0 | 0 | 0 | 0 | 0 | 0 | 0 | 0 | 0 | 0 | 0 | 0 | 0 | 0 | 0 | 0 | 0 | 0 | 0 | 0 | 0 | 0 | 0 | 0 | 0 | 0 | 0 | 0
2026 | 18192.42 | 18192.42 | 18613.42 | 8 | 1.53 | 2784.37 | 1411865.19 | 530843.17 | 881022.02 | 0 | 374960.76 | 55381.89 | 57093.65 | 262485.22 | 996283.048 | 226521.89 | 425694.778 | 344066.38 | 8894.19 | 6723.03 | 2171.16 | 0 | 1795720.14 | 2792003.188 | 7.189 | 1528.1336 | 245390.75 | 0 | 0 | 0 | 245390.75 | 0 | 0 | 3145928.5027 | 5313937.7204 | 2026 | 0.15347 | 0.17293 | 225195.29 | 4252.69 | 124259.73 | 5152.11 | 433675.18 | 7529.63 | 362175.87 | 249624.69 | 0 | 0 | 0 | 0 | 0 | 0 | 0 | 0 | 0 | 0 | 0 | 0 | 0 | 0 | 0 | 0 | 0 | 0 | 0 | 0 | 0 | 0 | 0 | 0 | 0 | 0 | 0 | 0 | 0
2027 | 18137.48 | 18137.48 | 19045.06 | 24 | 2.13 | 2740.56 | 1265145.34 | 410732.11 | 854413.23 | 0 | 426365.86 | 57256.13 | 55215.25 | 313894.48 | 1220659.4731 | 234180.89 | 441104.1731 | 545374.41 | 5195.54 | 2605.09 | 2590.45 | 0 | 1696706.74 | 2917366.2131 | 17.708 | 806.8254 | 500136.0731 | 0 | 0 | 0 | 500136.0731 | 0 | 0 | 3486442.8944 | 7876577.3279 | 2027 | 0.16085 | 0.19222 | 202162.32 | 0 | 29038.62 | 1285.32 | 476008.26 | 1351.32 | 307393.88 | 247905.62 | 0 | 0 | 0 | 0 | 0 | 0 | 0 | 0 | 0 | 0 | 0 | 0 | 0 | 0 | 0 | 0 | 0 | 0 | 0 | 0 | 0 | 0 | 0 | 0 | 0 | 0 | 0 | 0 | 0
2028 | 18006.07 | 18006.07 | 18887.26 | 0 | 0 | 2693.35 | 1066881.2 | 212582.46 | 854298.74 | 0 | 419402.66 | 38811.43 | 53441.17 | 327150.06 | 1467340.6053 | 243018.6 | 647031.3653 | 577290.64 | 3198.45 | 732.27 | 2466.18 | 0 | 1489482.31 | 2956822.9153 | 347.904 | 2016.441 | 657023.9361 | 0 | 0 | 0 | 657023.9361 | 0 | 0 | 3690491.3185 | 10388263.708 | 2028 | 0.16421 | 0.20496 | 197742.93 | 0 | 2243.49 | 0.98 | 391677.75 | 0 | 443315.07 | 31900.98 | 0 | 0 | 0 | 0 | 0 | 0 | 0 | 0 | 0 | 0 | 0 | 0 | 0 | 0 | 0 | 0 | 0 | 0 | 0 | 0 | 0 | 0 | 0 | 0 | 0 | 0 | 0 | 0 | 0
2029 | 17912.25 | 17912.25 | 18878.09 | 0 | 0 | 2683.59 | 1071411.59 | 302056.76 | 769354.83 | 0 | 420520.36 | 45890.51 | 45025.39 | 329604.46 | 1454376.4874 | 251069.34 | 617266.1974 | 586040.95 | 4142.79 | 1937.78 | 2205.01 | 0 | 1496074.74 | 2950451.2274 | 1623.456 | 3408.9977 | 749854.4979 | 0 | 0 | 0 | 749854.4979 | 0 | 0 | 3759334.8902 | 12757282.3731 | 2029 | 0.16472 | 0.20988 | 202834.2 | 49.78 | 28954.45 | 1260.02 | 354595.81 | 1363.13 | 457733.2 | 24621 | 0 | 0 | 0 | 0 | 0 | 0 | 0 | 0 | 0 | 0 | 0 | 0 | 0 | 0 | 0 | 0 | 0 | 0 | 0 | 0 | 0 | 0 | 0 | 0 | 0 | 0 | 0 | 0 | 0
2030 | 17764.11 | 17764.11 | 18724.29 | 0 | 0 | 2654 | 1068272.12 | 286123.36 | 782148.76 | 0 | 421808.7 | 45955.38 | 44616.04 | 331237.28 | 1459940.6325 | 230790.3 | 633857.0025 | 595293.33 | 4557.89 | 2295.37 | 2262.52 | 0 | 1494638.71 | 2954579.3425 | 3951.815 | 5020.0957 | 753396.6801 | 0 | 0 | 0 | 753396.6801 | 0 | 97957.25 | 3774912.2191 | 14959907.3959 | 2030 | 0.16632 | 0.2125 | 203278.31 | 1810.95 | 24938.1 | 1342.16 | 359081.77 | 1127.78 | 459268.77 | 17424.28 | 0 | 0 | 0 | 0 | 0 | 0 | 0 | 0 | 0 | 0 | 0 | 0 | 0 | 0 | 0 | 0 | 0 | 0 | 0 | 0 | 0 | 0 | 0 | 0 | 0 | 0 | 0 | 0 | 0
2031 | 17608.56 | 17608.56 | 18533.88 | 17 | 1.93 | 2632.22 | 1077341.36 | 256143.47 | 821197.89 | 0 | 422593.24 | 42450.29 | 45740.8 | 334402.15 | 1490756.3476 | 230566.79 | 653792.2676 | 606397.29 | 4332.32 | 2062.11 | 2270.21 | 0 | 1504266.92 | 2995023.2676 | 7527.614 | 5786.0492 | 778471.346 | 0 | 21461.64 | 0 | 757009.706 | 0 | 253051.37 | 3845915.3689 | 17037735.8021 | 2031 | 0.17009 | 0.21841 | 206074.51 | 1574.71 | 23906.8 | 1765.68 | 364074.06 | 1740.43 | 468203.93 | 10001.24 | 0 | 0 | 0 | 0 | 0 | 0 | 0 | 0 | 0 | 0 | 0 | 0 | 0 | 0 | 0 | 0 | 0 | 0 | 0 | 0 | 0 | 0 | 0 | 0 | 0 | 0 | 0 | 0 | 0
2032 | 17383.51 | 17383.51 | 18167.07 | 0 | 0 | 2608.27 | 1089816.44 | 157641.96 | 932174.48 | 0 | 425143.75 | 30547.52 | 57271.61 | 337324.62 | 1514863.4181 | 215841.56 | 680839.3581 | 618182.5 | 5378.41 | 2312.62 | 3065.79 | 0 | 1520338.6 | 3035202.0181 | 10740.419 | 6674.5032 | 848080.3123 | 0 | 87385.32 | 0 | 760694.9923 | 0 | 630245.5 | 3962262.2318 | 19019853.3911 | 2032 | 0.1746 | 0.22793 | 206732.98 | 23.23 | 10828.44 | 1416.44 | 358418.52 | 411.88 | 508981.8 | 3003.15 | 0 | 0 | 0 | 0 | 0 | 0 | 0 | 0 | 0 | 0 | 0 | 0 | 0 | 0 | 0 | 0 | 0 | 0 | 0 | 0 | 0 | 0 | 0 | 0 | 0 | 0 | 0 | 0 | 0
2033 | 17203.47 | 17203.47 | 18224.03 | 0 | 0 | 2598.87 | 1226477.86 | 315890.19 | 910587.67 | 0 | 427197.19 | 51298.67 | 45847.67 | 330050.85 | 1326137.6704 | 224237.64 | 484630.4104 | 617269.62 | 2596.7 | 1247.1 | 1349.6 | 0 | 1656271.75 | 2982409.4204 | 13531.363 | 7704.8391 | 883524.1744 | 0 | 119070.19 | 0 | 764453.9844 | 0 | 302914.77 | 3949959.4774 | 20849448.8992 | 2033 | 0.17336 | 0.2296 | 0 | 368.6 | 14246.63 | 164.47 | 408679.8 | 1065.44 | 788667.26 | 13285.66 | 0 | 0 | 0 | 0 | 0 | 0 | 0 | 0 | 0 | 0 | 0 | 0 | 0 | 0 | 0 | 0 | 0 | 0 | 0 | 0 | 0 | 0 | 0 | 0 | 0 | 0 | 0 | 0 | 0
2034 | 17072.5 | 17072.5 | 18092.58 | 0 | 0 | 2596.28 | 1245247.2 | 313853.24 | 931393.96 | 0 | 423544.7 | 50577.07 | 45974.17 | 326993.46 | 1350939.5705 | 233776.52 | 498438.8705 | 618724.18 | 2449.49 | 1072.93 | 1376.56 | 0 | 1671241.39 | 3022180.9605 | 16172.428 | 8823.9612 | 887358.3463 | 0 | 119070.19 | 0 | 768288.1563 | 0 | 0 | 3969684.2953 | 22551978.4504 | 2034 | 0.17702 | 0.23252 | 0 | 47.01 | 14399.9 | 194.24 | 415001.74 | 404.57 | 801913.04 | 13286.7 | 0 | 0 | 0 | 0 | 0 | 0 | 0 | 0 | 0 | 0 | 0 | 0 | 0 | 0 | 0 | 0 | 0 | 0 | 0 | 0 | 0 | 0 | 0 | 0 | 0 | 0 | 0 | 0 | 0
2035 | 16923.09 | 16923.09 | 17956.92 | 0 | 0 | 2593.24 | 1260335.42 | 318515.11 | 941820.31 | 0 | 421874.36 | 50444.09 | 45269.02 | 326161.25 | 1369941.5187 | 227451.98 | 511900.6887 | 630588.85 | 2688.86 | 1275.71 | 1413.15 | 0 | 1684898.64 | 3054840.1587 | 19423.008 | 10033.6668 | 892601.8017 | 1332.6 | 119070.19 | 0 | 772199.0117 | 0 | 12740 | 4012045.1559 | 24145216.7821 | 2035 | 0.18051 | 0.23708 | 0 | 1084.84 | 16027.76 | 689.17 | 424640.23 | 1005.64 | 803582.59 | 11848.45 | 1456.74 | 0 | 0 | 0 | 0 | 0 | 0 | 0 | 0 | 0 | 0 | 0 | 0 | 0 | 0 | 0 | 0 | 0 | 0 | 0 | 0 | 0 | 0 | 0 | 0 | 0 | 0 | 0 | 0
2036 | 16672.36 | 16672.36 | 17768.19 | 0 | 0 | 2553.48 | 1230635.78 | 389670.66 | 826834.58 | 14130.54 | 400650.12 | 57994.79 | 26404.02 | 316251.31 | 1365598.1875 | 220765.77 | 515664.7675 | 629167.65 | 2906.41 | 1468.34 | 1242.89 | 195.18 | 1634192.31 | 2999790.4975 | 24237.964 | 11463.1685 | 896590.8742 | 1332.6 | 119070.19 | 0 | 776188.0842 | 0 | 0 | 3932082.5041 | 25591035.3585 | 2036 | 0.17993 | 0.23584 | 0 | 0 | 28170.2 | 448.34 | 469824.51 | 1195.76 | 686650.26 | 29612.86 | 14733.85 | 0 | 0 | 0 | 0 | 0 | 0 | 0 | 0 | 0 | 0 | 0 | 0 | 0 | 0 | 0 | 0 | 0 | 0 | 0 | 0 | 0 | 0 | 0 | 0 | 0 | 0 | 0 | 0
2037 | 16462.37 | 16462.37 | 17527.41 | 0 | 0 | 2531.82 | 1153719.58 | 144144.85 | 1007278.47 | 2296.26 | 357861.1 | 28657.98 | 39900.16 | 289302.96 | 1392233.6524 | 229535.62 | 549050.4424 | 613647.59 | 3222.68 | 1846.99 | 1130.13 | 245.56 | 1514803.36 | 2907037.0124 | 31344.756 | 13126.8207 | 1133920.1681 | 1332.6 | 352330.63 | 0 | 780256.9381 | 0 | 2230023.3 | 4085428.7571 | 26981964.6876 | 2037 | 0.17659 | 0.24817 | 0 | 0 | 4631.63 | 738.69 | 413038.75 | 465.3 | 726725.63 | 5226.84 | 2892.74 | 0 | 0 | 0 | 0 | 0 | 0 | 0 | 0 | 0 | 0 | 0 | 0 | 0 | 0 | 0 | 0 | 0 | 0 | 0 | 0 | 0 | 0 | 0 | 0 | 0 | 0 | 0 | 0
2038 | 16277.55 | 16277.55 | 17326.71 | 0 | 0 | 2511.6 | 1167121.43 | 136391.07 | 1020347.84 | 10382.52 | 351478.7 | 26665.48 | 39771.86 | 285041.36 | 1379079.2651 | 203653.72 | 560277.0251 | 615148.52 | 3259.64 | 1747.29 | 1082.45 | 429.9 | 1521859.77 | 2900939.0351 | 42150.435 | 15052.7306 | 1138070.3991 | 1332.6 | 352330.63 | 0 | 784407.1691 | 0 | 0 | 4096212.5997 | 28273261.7315 | 2038 | 0.17822 | 0.25165 | 0 | 0 | 5989.22 | 2374.52 | 417231.71 | 2558.83 | 718740.51 | 6929.54 | 13297.1 | 0 | 0 | 0 | 0 | 0 | 0 | 0 | 0 | 0 | 0 | 0 | 0 | 0 | 0 | 0 | 0 | 0 | 0 | 0 | 0 | 0 | 0 | 0 | 0 | 0 | 0 | 0 | 0
2039 | 16110.82 | 16110.82 | 17262.24 | 0 | 0 | 2491.13 | 1280484.2 | 60842.35 | 1003130.99 | 216510.86 | 350594.51 | 17735.37 | 38697.58 | 294161.56 | 1383614.1559 | 176877.63 | 571722.1159 | 635014.41 | 4435.81 | 872.96 | 1119.59 | 2443.26 | 1635514.52 | 3019128.6759 | 56914.642 | 17271.0234 | 1267239.0747 | 1332.6 | 477266.07 | 0 | 788640.4047 | 0 | 1194411.4 | 4360553.416 | 29546065.7069 | 2039 | 0.1874 | 0.27066 | 0 | 0 | 0 | 412.44 | 411855.16 | 480.92 | 648307.22 | 1094.61 | 218333.85 | 0 | 0 | 0 | 0 | 0 | 0 | 0 | 0 | 0 | 0 | 0 | 0 | 0 | 0 | 0 | 0 | 0 | 0 | 0 | 0 | 0 | 0 | 0 | 0 | 0 | 0 | 0 | 0
2040 | 15984.27 | 15984.27 | 17042.88 | 0 | 0 | 2489.04 | 1357996.15 | 271402.36 | 769486.31 | 317107.48 | 362124.8 | 46866.85 | 19861.35 | 295396.6 | 1400117.8349 | 184696.82 | 558453.5349 | 656967.48 | 5522.02 | 1345.67 | 1151.78 | 3024.57 | 1725642.97 | 3125760.8049 | 72163.079 | 19594.2557 | 1271556.975 | 1332.6 | 477266.07 | 0 | 792958.305 | 0 | 0 | 4489075.1146 | 30759323.3311 | 2040 | 0.19555 | 0.28084 | 0 | 0 | 0 | 920.24 | 422044.1 | 913.58 | 609136.33 | 5826.1 | 319155.8 | 0 | 0 | 0 | 0 | 0 | 0 | 0 | 0 | 0 | 0 | 0 | 0 | 0 | 0 | 0 | 0 | 0 | 0 | 0 | 0 | 0 | 0 | 0 | 0 | 0 | 0 | 0 | 0
2041 | 15916.4 | 15916.4 | 17035.12 | 0 | 0 | 2471.84 | 1462401.13 | 189482.93 | 772526.07 | 500392.13 | 353552.17 | 35413.69 | 19106.53 | 299031.95 | 1427334.9666 | 191821.33 | 568959.4466 | 666554.19 | 5299.95 | 1390.22 | 1084.7 | 2825.03 | 1821253.25 | 3248588.2166 | 91379.049 | 21181.9122 | 1275961.2333 | 1332.6 | 477266.07 | 0 | 797362.5633 | 0 | 0 | 4859742.1793 | 31975469.0932 | 2041 | 0.2041 | 0.30533 | 0 | 0 | 0 | 752.48 | 427483.98 | 954.74 | 524907.83 | 5715.77 | 502586.33 | 0 | 0 | 0 | 0 | 0 | 0 | 0 | 0 | 0 | 0 | 0 | 0 | 0 | 0 | 0 | 0 | 0 | 0 | 0 | 0 | 0 | 0 | 0 | 0 | 0 | 0 | 0 | 0
2042 | 15725.81 | 15725.81 | 17003.72 | 0 | 0 | 2443.42 | 1513478.75 | 86101.45 | 777858.02 | 649519.28 | 336923.75 | 21199.17 | 18542.98 | 297181.6 | 1450686.5206 | 199778.82 | 579921.0806 | 670986.62 | 4588.04 | 1213.46 | 1073.32 | 2301.26 | 1854990.54 | 3305677.0606 | 114935.772 | 23009.8197 | 1280453.5769 | 1332.6 | 477266.07 | 0 | 801854.9069 | 0 | 0 | 4755778.0636 | 33077440.2442 | 2042 | 0.21021 | 0.30242 | 0 | 0 | 0 | 1078.38 | 435194.53 | 832.52 | 422590.03 | 2669.07 | 651114.22 | 0 | 0 | 0 | 0 | 0 | 0 | 0 | 0 | 0 | 0 | 0 | 0 | 0 | 0 | 0 | 0 | 0 | 0 | 0 | 0 | 0 | 0 | 0 | 0 | 0 | 0 | 0 | 0
2043 | 15605.62 | 15605.62 | 17089.98 | 0 | 0 | 2430.05 | 1565587.97 | 51273.15 | 721901.56 | 792413.26 | 336381.01 | 16428.7 | 18169.24 | 301783.07 | 1482228.485 | 208079.06 | 591551.105 | 682598.32 | 4003.05 | 1022.29 | 1868.83 | 1111.93 | 1905972.03 | 3388200.515 | 137790.212 | 25078.5396 | 1285035.7672 | 1332.6 | 477266.07 | 0 | 806437.0972 | 0 | 0 | 4861720.2059 | 34120513.5993 | 2043 | 0.21711 | 0.31154 | 0 | 0 | 0 | 858.88 | 381072.68 | 515.25 | 387516.43 | 2526.59 | 793098.14 | 0 | 0 | 0 | 0 | 0 | 0 | 0 | 0 | 0 | 0 | 0 | 0 | 0 | 0 | 0 | 0 | 0 | 0 | 0 | 0 | 0 | 0 | 0 | 0 | 0 | 0 | 0 | 0
2044 | 15507.15 | 15507.15 | 17113.33 | 0 | 0 | 2418.64 | 1608874.21 | 108507.82 | 666463.87 | 833902.52 | 338544.73 | 17391.96 | 17570.25 | 303582.52 | 1517482.7596 | 217331 | 603689.1196 | 696462.64 | 3450.13 | 517.49 | 2431.33 | 501.31 | 1950869.07 | 3468351.8296 | 150154.152 | 27065.8031 | 1292931.2814 | 4554.28 | 477266.07 | 0 | 811110.9314 | 0 | 30800 | 4960873.9633 | 35106019.7252 | 2044 | 0.22366 | 0.31991 | 0 | 0 | 0 | 347.2 | 330673.79 | 390.72 | 359017.55 | 280.1 | 918164.85 | 0 | 0 | 0 | 0 | 0 | 0 | 0 | 0 | 0 | 0 | 0 | 0 | 0 | 0 | 0 | 0 | 0 | 0 | 0 | 0 | 0 | 0 | 0 | 0 | 0 | 0 | 0 | 0

## 3.C
Discount Rate |  | 8%
General Inflation |  | 2.5%
Fiscal Year | Energy | [5 empty] | Production Cost | [17 empty] | Demand Response Programs Levelized Costs ($000) | DBESS Program Cost ($000) | Unit Additions Annualized Capital Costs ($000) (includes fixed decisions annual costs) | PREPA Owned | Thermal PPAs | Renewable PPAs | Transmission | Battery | Unit Additions Capital Costs ($000) (for variable unit additions) | Total System Cost ($000) (includes EE program costs) | Present Value Revenue Requirement (PVRR) ($000) | YEAR | Total Production Cost Load Based, $/kWh | Total System Cost Load Based, $/kWh
| Native Load (GWh) | Net Generation (GWh) | Generation (GWh) | Unserved Energy Hours (h) | Unserved Energy (GWh) | Peak Load (MW) | Total Fuel Cost ($000) |  |  |  | Plant O&M Costs | [11 empty] | Variable Production Costs ($000) | Total Production Cost ($000) |  |  |  | Unit Additions Annualized Capital Costs ($000) (includes fixed decisions annual costs) | Unit Additions Annualized Capital Costs ($000) (includes fixed decisions annual costs) | Unit Additions Annualized Capital Costs ($000) (includes fixed decisions annual costs) | Unit Additions Annualized Capital Costs ($000) (includes fixed decisions annual costs) | Unit Additions Annualized Capital Costs ($000) (includes fixed decisions annual costs) | [6 empty] | FUEL COSTS ($000)
[8 empty] | PREPA Owned | Thermal PPAs | Renewable PPAs |  | PREPA Owned | Thermal PPAs | Renewable PPAs |  | PREPA Owned | Thermal PPAs | Renewable PPAs |  | PREPA Owned | Thermal PPAs | Renewable PPAs
[8 empty] | Fuel Cost ($000) | Fuel Cost ($000) | Fuel Cost ($000) | Total VO&M Cost ($000) | VO&M Cost ($000) | VO&M Cost ($000) | VO&M Cost ($000) | Total FO&M Cost ($000) | FO&M Cost ($000) | FO&M Cost ($000) | FO&M Cost ($000) | Total Start & Shutdown Cost ($000) | Start & Shutdown Cost ($000) | Start & Shutdown Cost ($000) | Start & Shutdown Cost ($000) | [16 empty] | Coal | Diesel CC | HeavyDiesel - FO6 | Diesel - Peaker | LNG - EcoElec | Diesel - GT | LNG | LNG - Trucked | Biodiesel - B100 | Hydro Gen | Solar | Wind Gen | Land Fill Gas Gen | DDG | TXDG | Future Solar | New Solar | New Wind | New Offshore Wind | New Residential Solar | Battery Storage - 4hr | Battery Storage - 8hr | Battery Storage - 2hr | Battery Storage - 6hr | Battery Storage - 10hr | Tranche 1 Solar | Tranche 2 Solar | Tranche 1 BESS | Tranche 2 BESS | New Distributed Storage | CHP | DPV | DR | 0 | ASAP Phase 1 | ASAP Phase 2 | Utility Battery - Tranche 4
2024 | [35 empty] | 2024
2025 | 18566.58 | 18705.25 | 18720.01 | 366 | 50.65 | 2874.85 | 2105618.63 | 1647757.99 | 457860.64 | 0 | 250657.67 | 103373.42 | 30316.55 | 116967.7 | 708698.486 | 219334.56 | 369613.096 | 119750.83 | 16636.44 | 15368.78 | 1267.66 | 0 | 2372912.74 | 3081611.226 | 1.893 | 1206.4369 | 75921.3985 | 0 | 0 | 0 | 75921.3985 | 0 | 0 | 3285670.8954 | 2816933.2093 | 2025 | 0.16598 | 0.17697 | 223376.87 | 93648.77 | 796214.33 | 126598.31 | 203270.89 | 169447.9 | 388324.59 | 104736.97 | 0 | 0 | 0 | 0 | 0 | 0 | 0 | 0 | 0 | 0 | 0 | 0 | 0 | 0 | 0 | 0 | 0 | 0 | 0 | 0 | 0 | 0 | 0 | 0 | 0 | 0 | 0 | 0 | 0
2026 | 18192.42 | 18192.42 | 18615.06 | 8 | 1.53 | 2784.37 | 1411250.16 | 529977.96 | 881272.2 | 0 | 374998.17 | 55440.15 | 57088.17 | 262469.85 | 996283.048 | 226521.89 | 425694.778 | 344066.38 | 8478.29 | 6307.82 | 2170.47 | 0 | 1794726.62 | 2791009.668 | 7.189 | 1528.1336 | 245390.75 | 0 | 0 | 0 | 245390.75 | 0 | 0 | 3144934.9827 | 5313483.9945 | 2026 | 0.15342 | 0.17287 | 225287.35 | 3730.78 | 122747.37 | 5578.01 | 433688.32 | 7599.34 | 362686.09 | 249932.9 | 0 | 0 | 0 | 0 | 0 | 0 | 0 | 0 | 0 | 0 | 0 | 0 | 0 | 0 | 0 | 0 | 0 | 0 | 0 | 0 | 0 | 0 | 0 | 0 | 0 | 0 | 0 | 0 | 0
2027 | 18137.48 | 18137.48 | 19047.82 | 25 | 2.13 | 2740.56 | 1265570.36 | 411295.02 | 854275.34 | 0 | 426370.87 | 57332.14 | 55146.43 | 313892.3 | 1220659.4731 | 234180.89 | 441104.1731 | 545374.41 | 4846.37 | 2240.93 | 2605.44 | 0 | 1696787.6 | 2917447.0731 | 17.708 | 806.8254 | 500136.0731 | 0 | 0 | 0 | 500136.0731 | 0 | 0 | 3486523.7544 | 7876183.0364 | 2027 | 0.16085 | 0.19223 | 202132.07 | 11.9 | 29042.13 | 1897.68 | 475927.14 | 1294.58 | 307160.08 | 248104.78 | 0 | 0 | 0 | 0 | 0 | 0 | 0 | 0 | 0 | 0 | 0 | 0 | 0 | 0 | 0 | 0 | 0 | 0 | 0 | 0 | 0 | 0 | 0 | 0 | 0 | 0 | 0 | 0 | 0
2028 | 18006.07 | 18006.07 | 18881.67 | 0 | 0 | 2693.35 | 1066806.89 | 212580.58 | 854226.31 | 0 | 419323.77 | 38810.54 | 53363.17 | 327150.06 | 1467340.6053 | 243018.6 | 647031.3653 | 577290.64 | 3421.86 | 955.32 | 2466.54 | 0 | 1489552.52 | 2956893.1253 | 347.904 | 2016.441 | 657023.9361 | 0 | 0 | 0 | 657023.9361 | 0 | 0 | 3690561.5285 | 10387917.2003 | 2028 | 0.16422 | 0.20496 | 197775.28 | 0 | 2236.63 | 45.95 | 391445.63 | 0 | 443289.66 | 32013.74 | 0 | 0 | 0 | 0 | 0 | 0 | 0 | 0 | 0 | 0 | 0 | 0 | 0 | 0 | 0 | 0 | 0 | 0 | 0 | 0 | 0 | 0 | 0 | 0 | 0 | 0 | 0 | 0 | 0
2029 | 17912.25 | 17912.25 | 18882.91 | 0 | 0 | 2683.59 | 1071428.65 | 301818.64 | 769610.01 | 0 | 420499.65 | 45862.21 | 45032.98 | 329604.46 | 1454376.4874 | 251069.34 | 617266.1974 | 586040.95 | 3904.78 | 1682.97 | 2221.81 | 0 | 1495833.08 | 2950209.5674 | 1623.456 | 3408.9977 | 749854.4979 | 0 | 0 | 0 | 749854.4979 | 0 | 0 | 3759093.2302 | 12756783.5786 | 2029 | 0.1647 | 0.20986 | 202836.88 | 172.42 | 29027.93 | 778.43 | 354850.68 | 1326.28 | 457697.86 | 24738.17 | 0 | 0 | 0 | 0 | 0 | 0 | 0 | 0 | 0 | 0 | 0 | 0 | 0 | 0 | 0 | 0 | 0 | 0 | 0 | 0 | 0 | 0 | 0 | 0 | 0 | 0 | 0 | 0 | 0
2030 | 17764.11 | 17764.11 | 18715.69 | 0 | 0 | 2654 | 1067529.88 | 285689.04 | 781840.84 | 0 | 421773.48 | 45863.18 | 44673.02 | 331237.28 | 1459940.6325 | 230790.3 | 633857.0025 | 595293.33 | 4303.62 | 2020.51 | 2283.11 | 0 | 1493606.98 | 2953547.6125 | 3951.815 | 5020.0957 | 753396.6801 | 0 | 0 | 0 | 753396.6801 | 0 | 97957.25 | 3773880.4891 | 14958806.5968 | 2030 | 0.16626 | 0.21244 | 203715.46 | 1635.86 | 25348.33 | 722.87 | 358451.7 | 1298.91 | 459123.82 | 17232.93 | 0 | 0 | 0 | 0 | 0 | 0 | 0 | 0 | 0 | 0 | 0 | 0 | 0 | 0 | 0 | 0 | 0 | 0 | 0 | 0 | 0 | 0 | 0 | 0 | 0 | 0 | 0 | 0 | 0
2031 | 17610.49 | 17610.49 | 18363.23 | 0 | 0 | 2632.22 | 1102759.47 | 186664.58 | 916094.89 | 0 | 427336.34 | 34768.76 | 58188.81 | 334378.77 | 1499295.5376 | 230566.79 | 662331.4576 | 606397.29 | 5019.68 | 2090.43 | 2929.25 | 0 | 1535115.49 | 3034411.0276 | 7527.614 | 5786.0492 | 869073.746 | 0 | 112064.04 | 0 | 757009.706 | 0 | 1071357.92 | 3975905.5289 | 17106864.6418 | 2031 | 0.17231 | 0.22577 | 191856.88 | 25.36 | 11114.85 | 1220.82 | 349023.08 | 335.91 | 544309.21 | 4873.36 | 0 | 0 | 0 | 0 | 0 | 0 | 0 | 0 | 0 | 0 | 0 | 0 | 0 | 0 | 0 | 0 | 0 | 0 | 0 | 0 | 0 | 0 | 0 | 0 | 0 | 0 | 0 | 0 | 0
2032 | 17383.51 | 17383.51 | 18183.69 | 0 | 0 | 2608.27 | 1089117.57 | 153419.96 | 935697.61 | 0 | 425074.81 | 30058.97 | 57699.7 | 337316.14 | 1514863.4181 | 215841.56 | 680839.3581 | 618182.5 | 5094.08 | 2063.26 | 3030.82 | 0 | 1519286.46 | 3034149.8781 | 10740.419 | 6674.5032 | 872759.0323 | 0 | 112064.04 | 0 | 760694.9923 | 0 | 0 | 3985888.8118 | 19100801.4031 | 2032 | 0.17454 | 0.22929 | 208043.18 | 20.08 | 9939.58 | 1527.29 | 359362.62 | 227.22 | 506879.67 | 3117.93 | 0 | 0 | 0 | 0 | 0 | 0 | 0 | 0 | 0 | 0 | 0 | 0 | 0 | 0 | 0 | 0 | 0 | 0 | 0 | 0 | 0 | 0 | 0 | 0 | 0 | 0 | 0 | 0 | 0
2033 | 17203.47 | 17203.47 | 18254.8 | 0 | 0 | 2598.87 | 1225847.15 | 334875.21 | 890971.94 | 0 | 427116 | 52800.78 | 44259.05 | 330056.17 | 1320878.1304 | 224237.64 | 479370.8704 | 617269.62 | 2513.18 | 1264.99 | 1248.19 | 0 | 1655476.33 | 2976354.4604 | 13531.363 | 7704.8391 | 876518.0244 | 0 | 112064.04 | 0 | 764453.9844 | 0 | 50296.81 | 3936898.3674 | 20924347.0901 | 2033 | 0.17301 | 0.22884 | 0 | 1291.37 | 18554.24 | 1498.94 | 413528.14 | 1089.53 | 776644.45 | 13240.48 | 0 | 0 | 0 | 0 | 0 | 0 | 0 | 0 | 0 | 0 | 0 | 0 | 0 | 0 | 0 | 0 | 0 | 0 | 0 | 0 | 0 | 0 | 0 | 0 | 0 | 0 | 0 | 0 | 0
2034 | 17072.5 | 17072.5 | 17951.23 | 0 | 0 | 2596.28 | 1168120.85 | 161386.34 | 1006734.51 | 0 | 406605.36 | 30939.12 | 48660.44 | 327005.8 | 1365563.2205 | 233776.52 | 513062.5205 | 618724.18 | 4476.71 | 2706.29 | 1770.42 | 0 | 1579202.92 | 2944766.1405 | 16172.428 | 8823.9612 | 1008060.7963 | 0 | 239772.64 | 0 | 768288.1563 | 0 | 1220923.49 | 4012971.9253 | 22645441.9638 | 2034 | 0.17249 | 0.23505 | 0 | 50.11 | 3334.24 | 1274.42 | 367160.09 | 319.27 | 793018.82 | 2963.9 | 0 | 0 | 0 | 0 | 0 | 0 | 0 | 0 | 0 | 0 | 0 | 0 | 0 | 0 | 0 | 0 | 0 | 0 | 0 | 0 | 0 | 0 | 0 | 0 | 0 | 0 | 0 | 0 | 0
2035 | 16923.09 | 16923.09 | 17913.34 | 0 | 0 | 2593.24 | 1184189.61 | 121858.68 | 1062330.93 | 0 | 400787.99 | 24015.01 | 50611.49 | 326161.49 | 1401506.3987 | 243721.5 | 527196.0487 | 630588.85 | 2877.58 | 1244.4 | 1633.18 | 0 | 1587855.18 | 2989361.5787 | 19423.008 | 10033.6668 | 1016685.1817 | 4713.53 | 239772.64 | 0 | 772199.0117 | 0 | 45062.5 | 4070649.9559 | 24261953.068 | 2035 | 0.17664 | 0.24054 | 0 | 33.62 | 11596.11 | 240.58 | 397676.43 | 329.57 | 765660.31 | 6978.9 | 1674.09 | 0 | 0 | 0 | 0 | 0 | 0 | 0 | 0 | 0 | 0 | 0 | 0 | 0 | 0 | 0 | 0 | 0 | 0 | 0 | 0 | 0 | 0 | 0 | 0 | 0 | 0 | 0 | 0
2036 | 16672.36 | 16672.36 | 17843.84 | 0 | 0 | 2553.48 | 1153990.7 | 148322.47 | 1003757.79 | 1910.44 | 381279.33 | 26333.18 | 39323.66 | 315622.49 | 1381638.6575 | 220765.77 | 531705.2375 | 629167.65 | 2586.54 | 1417.03 | 1110.11 | 59.4 | 1537856.57 | 2919495.2275 | 24237.964 | 11463.1685 | 1020674.2542 | 4713.53 | 239772.64 | 0 | 776188.0842 | 0 | 0 | 3975870.6141 | 25723872.4415 | 2036 | 0.17511 | 0.23847 | 0 | 0 | 18424.57 | 472.61 | 435634.28 | 343.63 | 682405.93 | 13021.11 | 3688.57 | 0 | 0 | 0 | 0 | 0 | 0 | 0 | 0 | 0 | 0 | 0 | 0 | 0 | 0 | 0 | 0 | 0 | 0 | 0 | 0 | 0 | 0 | 0 | 0 | 0 | 0 | 0 | 0
2037 | 16462.37 | 16462.37 | 17379.64 | 0 | 0 | 2531.82 | 1121971.65 | 33862.99 | 1087375.53 | 733.13 | 353903.8 | 12966.76 | 53453.03 | 287484.01 | 1402784.4724 | 229535.62 | 563912.5324 | 609336.32 | 2412.26 | 741.16 | 1530.24 | 140.86 | 1478287.71 | 2881072.1824 | 31344.756 | 13126.8207 | 1226214.0581 | 4713.53 | 441243.59 | 0 | 780256.9381 | 0 | 1926108.51 | 4151757.8171 | 27137384.2314 | 2037 | 0.17501 | 0.2522 | 0 | 0 | 3597.85 | 783.13 | 301198.05 | 549.19 | 808452.33 | 5532.06 | 1859.04 | 0 | 0 | 0 | 0 | 0 | 0 | 0 | 0 | 0 | 0 | 0 | 0 | 0 | 0 | 0 | 0 | 0 | 0 | 0 | 0 | 0 | 0 | 0 | 0 | 0 | 0 | 0 | 0
2038 | 16277.24 | 16277.24 | 17126.5 | 3 | 0.3 | 2511.6 | 1140234.04 | 37558.68 | 1089905.5 | 12769.86 | 350208.12 | 13412.54 | 53272.11 | 283523.47 | 1354644.6251 | 167988.37 | 575926.7851 | 610729.47 | 2482.79 | 683.25 | 1529.91 | 269.63 | 1492924.95 | 2847569.5751 | 42150.435 | 15052.7306 | 1230364.2891 | 4713.53 | 441243.59 | 0 | 784407.1691 | 0 | 0 | 4135137.0297 | 28440951.879 | 2038 | 0.17494 | 0.25404 | 0 | 0 | 0 | 2104.28 | 293170.13 | 2486.33 | 821043.12 | 5777.03 | 15653.15 | 0 | 0 | 0 | 0 | 0 | 0 | 0 | 0 | 0 | 0 | 0 | 0 | 0 | 0 | 0 | 0 | 0 | 0 | 0 | 0 | 0 | 0 | 0 | 0 | 0 | 0 | 0 | 0
2039 | 16110.82 | 16110.82 | 17239.28 | 0 | 0 | 2491.13 | 1200035.89 | 65506.99 | 1004383.91 | 130144.99 | 344797.12 | 17348.33 | 39261.89 | 288186.9 | 1368922.9059 | 174955.01 | 563589.4959 | 630378.4 | 3081.19 | 713.68 | 1145.28 | 1222.23 | 1547914.2 | 2916837.1059 | 56914.642 | 17271.0234 | 1234597.5247 | 4713.53 | 441243.59 | 0 | 788640.4047 | 0 | 0 | 4225620.296 | 29674370.1629 | 2039 | 0.18105 | 0.26228 | 0 | 0 | 0 | 390.52 | 413502.01 | 417.95 | 642024 | 5247.04 | 138454.37 | 0 | 0 | 0 | 0 | 0 | 0 | 0 | 0 | 0 | 0 | 0 | 0 | 0 | 0 | 0 | 0 | 0 | 0 | 0 | 0 | 0 | 0 | 0 | 0 | 0 | 0 | 0 | 0
2040 | 15984.27 | 15984.27 | 17086.2 | 1 | 0 | 2489.04 | 1313248.37 | 52728.94 | 955609.51 | 304909.92 | 346913.8 | 14832.21 | 38052.73 | 294028.86 | 1401567.6149 | 182720.74 | 575845.8649 | 643001.01 | 3148.75 | 518.11 | 1325.76 | 1304.88 | 1663310.92 | 3064878.5349 | 72163.079 | 19594.2557 | 1238915.425 | 4713.53 | 441243.59 | 0 | 792958.305 | 0 | 0 | 4395551.2946 | 30862351.2023 | 2040 | 0.19174 | 0.27499 | 0 | 0 | 0 | 407.32 | 364837.36 | 719.7 | 621688.38 | 4321.99 | 321273.62 | 0 | 0 | 0 | 0 | 0 | 0 | 0 | 0 | 0 | 0 | 0 | 0 | 0 | 0 | 0 | 0 | 0 | 0 | 0 | 0 | 0 | 0 | 0 | 0 | 0 | 0 | 0 | 0
2041 | 15916.4 | 15916.4 | 16951.82 | 0 | 0 | 2471.84 | 1419862.67 | 34016.39 | 895878.3 | 489967.98 | 345453.67 | 12760.57 | 36072.73 | 296620.37 | 1429195.2066 | 189801.38 | 587116.1566 | 652277.67 | 3541.59 | 594.21 | 1845.77 | 1101.61 | 1768857.93 | 3198053.1366 | 91379.049 | 21181.9122 | 1243319.6833 | 4713.53 | 441243.59 | 0 | 797362.5633 | 0 | 0 | 4776565.5493 | 32057682.0935 | 2041 | 0.20093 | 0.3001 | 0 | 0 | 0 | 667.15 | 322230.08 | 736.39 | 591992.93 | 1597.85 | 502638.27 | 0 | 0 | 0 | 0 | 0 | 0 | 0 | 0 | 0 | 0 | 0 | 0 | 0 | 0 | 0 | 0 | 0 | 0 | 0 | 0 | 0 | 0 | 0 | 0 | 0 | 0 | 0 | 0
2042 | 15725.81 | 15725.81 | 16948.78 | 0 | 0 | 2443.42 | 1508628.33 | 93514.68 | 778858.71 | 636254.94 | 335878.66 | 21204.54 | 18389.49 | 296284.63 | 1434865.6506 | 197708.37 | 571163.1406 | 665994.14 | 5491.96 | 1159.34 | 1148.1 | 3184.52 | 1849998.95 | 3284864.6006 | 114935.772 | 23009.8197 | 1247812.0269 | 4713.53 | 441243.59 | 0 | 801854.9069 | 0 | 0 | 4702324.0536 | 33147267.3056 | 2042 | 0.20888 | 0.29902 | 0 | 0 | 0 | 1040.66 | 445069.15 | 1393.88 | 408784.64 | 3161.93 | 649178.07 | 0 | 0 | 0 | 0 | 0 | 0 | 0 | 0 | 0 | 0 | 0 | 0 | 0 | 0 | 0 | 0 | 0 | 0 | 0 | 0 | 0 | 0 | 0 | 0 | 0 | 0 | 0 | 0
2043 | 15605.62 | 15605.62 | 16930.1 | 0 | 0 | 2430.05 | 1558796.51 | 46509.04 | 733730.91 | 778556.56 | 332775.95 | 14385.72 | 17741.1 | 300649.13 | 1466012.115 | 205956.85 | 582574.225 | 677481.04 | 4891.78 | 842.37 | 1180.01 | 2869.4 | 1896464.24 | 3362476.355 | 137790.212 | 25078.5396 | 1252394.2172 | 4713.53 | 441243.59 | 0 | 806437.0972 | 0 | 0 | 4803354.4959 | 34177818.4022 | 2043 | 0.21547 | 0.3078 | 0 | 0 | 0 | 722.71 | 402175.42 | 1443.96 | 359523.65 | 2898.86 | 792031.91 | 0 | 0 | 0 | 0 | 0 | 0 | 0 | 0 | 0 | 0 | 0 | 0 | 0 | 0 | 0 | 0 | 0 | 0 | 0 | 0 | 0 | 0 | 0 | 0 | 0 | 0 | 0 | 0
2044 | 15507.15 | 15507.15 | 16929.57 | 1 | 0 | 2418.64 | 1599427.05 | 24624.96 | 670440.02 | 904362.07 | 333913.06 | 11866.57 | 17620.73 | 304425.76 | 1500815.4196 | 215149.78 | 594462.5996 | 691203.04 | 4296.7 | 468.71 | 1522.49 | 2305.5 | 1937636.81 | 3438452.2296 | 150154.152 | 27065.8031 | 1257068.0514 | 4713.53 | 441243.59 | 0 | 811110.9314 | 0 | 0 | 4895111.1333 | 35150260.364 | 2044 | 0.22173 | 0.31567 | 0 | 0 | 0 | 432.17 | 335282.74 | 976.24 | 347931.08 | 707.04 | 914097.78 | 0 | 0 | 0 | 0 | 0 | 0 | 0 | 0 | 0 | 0 | 0 | 0 | 0 | 0 | 0 | 0 | 0 | 0 | 0 | 0 | 0 | 0 | 0 | 0 | 0 | 0 | 0 | 0

## Sc 9 Low.A
Discount Rate |  | 8%
General Inflation |  | 2.5%
Fiscal Year | Energy | [5 empty] | Production Cost | [17 empty] | Demand Response Programs Levelized Costs ($000) | DBESS Program Cost ($000) | Unit Additions Annualized Capital Costs ($000) (includes fixed decisions annual costs) | PREPA Owned | Thermal PPAs | Renewable PPAs | Transmission | Battery | Unit Additions Capital Costs ($000) (for variable unit additions) | Total System Cost ($000) (includes EE program costs) | Present Value Revenue Requirement (PVRR) ($000) | YEAR | Total Production Cost Load Based, $/kWh | Total System Cost Load Based, $/kWh
| Native Load (GWh) | Net Generation (GWh) | Generation (GWh) | Unserved Energy Hours (h) | Unserved Energy (GWh) | Peak Load (MW) | Total Fuel Cost ($000) |  |  |  | Plant O&M Costs | [11 empty] | Variable Production Costs ($000) | Total Production Cost ($000) |  |  |  | Unit Additions Annualized Capital Costs ($000) (includes fixed decisions annual costs) | Unit Additions Annualized Capital Costs ($000) (includes fixed decisions annual costs) | Unit Additions Annualized Capital Costs ($000) (includes fixed decisions annual costs) | Unit Additions Annualized Capital Costs ($000) (includes fixed decisions annual costs) | Unit Additions Annualized Capital Costs ($000) (includes fixed decisions annual costs) | [6 empty] | FUEL COSTS ($000)
[8 empty] | PREPA Owned | Thermal PPAs | Renewable PPAs |  | PREPA Owned | Thermal PPAs | Renewable PPAs |  | PREPA Owned | Thermal PPAs | Renewable PPAs |  | PREPA Owned | Thermal PPAs | Renewable PPAs
[8 empty] | Fuel Cost ($000) | Fuel Cost ($000) | Fuel Cost ($000) | Total VO&M Cost ($000) | VO&M Cost ($000) | VO&M Cost ($000) | VO&M Cost ($000) | Total FO&M Cost ($000) | FO&M Cost ($000) | FO&M Cost ($000) | FO&M Cost ($000) | Total Start & Shutdown Cost ($000) | Start & Shutdown Cost ($000) | Start & Shutdown Cost ($000) | Start & Shutdown Cost ($000) | [16 empty] | Coal | Diesel CC | HeavyDiesel - FO6 | Diesel - Peaker | LNG - EcoElec | Diesel - GT | LNG | LNG - Trucked | Biodiesel - B100 | Hydro Gen | Solar | Wind Gen | Land Fill Gas Gen | DDG | TXDG | Future Solar | New Solar | New Wind | New Offshore Wind | New Residential Solar | Battery Storage - 4hr | Battery Storage - 8hr | Battery Storage - 2hr | Battery Storage - 6hr | Battery Storage - 10hr | Tranche 1 Solar | Tranche 2 Solar | Tranche 1 BESS | Tranche 2 BESS | New Distributed Storage | CHP | DPV | DR | 0 | ASAP Phase 1 | ASAP Phase 2 | Utility Battery - Tranche 4
2024 | [35 empty] | 2024
2025 | 17084.63 | 17110.32 | 17124.1 | 93 | 15.66 | 2534.2 | 1859264.72 | 1412505.88 | 446758.84 | 0 | 233078.89 | 86853.8 | 29457.61 | 116767.48 | 708698.486 | 219334.56 | 369613.096 | 119750.83 | 16806.38 | 15516.5 | 1289.88 | 0 | 2109149.99 | 2817848.4759 | 1.893 | 1206.4369 | 75921.3985 | 0 | 0 | 0 | 75921.3985 | 0 | 0 | 3021908.1454 | 2590799.1644 | 2025 | 0.16493 | 0.17688 | 218848.41 | 68706.91 | 718130.12 | 78183.22 | 199568.75 | 125866.94 | 358125.97 | 91834.4 | 0 | 0 | 0 | 0 | 0 | 0 | 0 | 0 | 0 | 0 | 0 | 0 | 0 | 0 | 0 | 0 | 0 | 0 | 0 | 0 | 0 | 0 | 0 | 0 | 0 | 0 | 0 | 0 | 0
2026 | 16575.42 | 16575.42 | 17014.11 | 1 | 0.01 | 2424.39 | 1199899.97 | 370884.97 | 829015 | 0 | 360441.36 | 44953.37 | 52988.23 | 262499.76 | 996283.048 | 226521.89 | 425694.778 | 344066.38 | 6433.81 | 4210.38 | 2223.43 | 0 | 1566775.14 | 2563058.188 | 7.189 | 1528.1336 | 245390.75 | 0 | 0 | 0 | 245390.75 | 0 | 0 | 2916983.5027 | 4906394.7153 | 2026 | 0.15463 | 0.17598 | 225641.32 | 3030.15 | 53271.11 | 2817.5 | 414596.4 | 3951.54 | 292819.85 | 203772.1 | 0 | 0 | 0 | 0 | 0 | 0 | 0 | 0 | 0 | 0 | 0 | 0 | 0 | 0 | 0 | 0 | 0 | 0 | 0 | 0 | 0 | 0 | 0 | 0 | 0 | 0 | 0 | 0 | 0
2027 | 16358.33 | 16358.33 | 17365.39 | 4 | 0.05 | 2360.96 | 1055005.32 | 284394.8 | 770610.52 | 0 | 408710.45 | 46650.49 | 48163.56 | 313896.4 | 1220659.4731 | 234180.89 | 441104.1731 | 545374.41 | 3642.45 | 1115.43 | 2527.02 | 0 | 1467358.22 | 2688017.6931 | 17.708 | 806.8254 | 500136.0731 | 0 | 0 | 0 | 500136.0731 | 0 | 0 | 3257094.3744 | 7300456.3139 | 2027 | 0.16432 | 0.19911 | 202009.27 | 0 | 6212.66 | 367.77 | 452168.54 | 23.97 | 248543.49 | 145679.62 | 0 | 0 | 0 | 0 | 0 | 0 | 0 | 0 | 0 | 0 | 0 | 0 | 0 | 0 | 0 | 0 | 0 | 0 | 0 | 0 | 0 | 0 | 0 | 0 | 0 | 0 | 0 | 0 | 0
2028 | 16134.53 | 16134.53 | 16969.81 | 0 | 0 | 2316.3 | 900599.67 | 142854.47 | 757745.2 | 0 | 400160.23 | 28948.3 | 44061.87 | 327150.06 | 1467340.6053 | 243018.6 | 647031.3653 | 577290.64 | 3132.3 | 877.97 | 2254.33 | 0 | 1303892.2 | 2771232.8053 | 347.904 | 2016.441 | 657023.9361 | 0 | 0 | 0 | 657023.9361 | 0 | 0 | 3504901.2085 | 9685833.1836 | 2028 | 0.17176 | 0.21723 | 174091.1 | 0 | 1383.76 | 7.36 | 338454.75 | 0 | 378382.78 | 8279.92 | 0 | 0 | 0 | 0 | 0 | 0 | 0 | 0 | 0 | 0 | 0 | 0 | 0 | 0 | 0 | 0 | 0 | 0 | 0 | 0 | 0 | 0 | 0 | 0 | 0 | 0 | 0 | 0 | 0
2029 | 15803.4 | 15803.4 | 16693.05 | 0 | 0 | 2249.53 | 883204.17 | 161078.31 | 722125.86 | 0 | 399696.39 | 29400.86 | 40776.08 | 329519.45 | 1454376.4874 | 251069.34 | 617266.1974 | 586040.95 | 3798.9 | 1573.8 | 2225.1 | 0 | 1286699.46 | 2741075.9474 | 1623.456 | 3408.9977 | 749854.4979 | 0 | 0 | 0 | 749854.4979 | 0 | 0 | 3549959.6102 | 11922909.9066 | 2029 | 0.17345 | 0.22463 | 172356.13 | 43.2 | 9710.71 | 914.55 | 320238.4 | 504.14 | 369573.53 | 9863.51 | 0 | 0 | 0 | 0 | 0 | 0 | 0 | 0 | 0 | 0 | 0 | 0 | 0 | 0 | 0 | 0 | 0 | 0 | 0 | 0 | 0 | 0 | 0 | 0 | 0 | 0 | 0 | 0 | 0
2030 | 15474.02 | 15474.02 | 16340.06 | 0 | 0 | 2213.29 | 867747.53 | 147591.82 | 720155.71 | 0 | 399677.89 | 29657.98 | 38782.63 | 331237.28 | 1446800.3925 | 217650.06 | 633857.0025 | 595293.33 | 4327.48 | 2064.21 | 2263.27 | 0 | 1271752.9 | 2718553.2925 | 3951.815 | 5020.0957 | 753396.6801 | 0 | 0 | 0 | 753396.6801 | 0 | 97957.25 | 3538886.1691 | 13987815.9962 | 2030 | 0.17569 | 0.2287 | 159499.41 | 1.58 | 6282.18 | 1234.13 | 322025.86 | 500.01 | 371871.51 | 6332.85 | 0 | 0 | 0 | 0 | 0 | 0 | 0 | 0 | 0 | 0 | 0 | 0 | 0 | 0 | 0 | 0 | 0 | 0 | 0 | 0 | 0 | 0 | 0 | 0 | 0 | 0 | 0 | 0 | 0
2031 | 15107.99 | 15107.99 | 16026.65 | 0 | 0 | 2161.19 | 855223.54 | 108235.48 | 746988.06 | 0 | 397282.72 | 23872.92 | 39008.04 | 334401.76 | 1454653.8076 | 194464.25 | 653792.2676 | 606397.29 | 3860.85 | 1657.75 | 2203.1 | 0 | 1256367.11 | 2711020.9176 | 7527.614 | 5786.0492 | 778471.346 | 0 | 21461.64 | 0 | 757009.706 | 0 | 253051.37 | 3561913.0189 | 15912206.7696 | 2031 | 0.17944 | 0.23576 | 160884.77 | 390.48 | 7277.71 | 949.6 | 332799.31 | 867.69 | 347917.6 | 4136.38 | 0 | 0 | 0 | 0 | 0 | 0 | 0 | 0 | 0 | 0 | 0 | 0 | 0 | 0 | 0 | 0 | 0 | 0 | 0 | 0 | 0 | 0 | 0 | 0 | 0 | 0 | 0 | 0 | 0
2032 | 14685.42 | 14685.42 | 15696.82 | 0 | 0 | 2109.9 | 828143.4 | 62361.57 | 765781.83 | 0 | 393809.51 | 17060.26 | 39426.01 | 337323.24 | 1491536.8981 | 201475.89 | 671878.5081 | 618182.5 | 3501.42 | 1219.59 | 2281.83 | 0 | 1225454.33 | 2716991.2281 | 10740.419 | 6674.5032 | 782156.6323 | 0 | 21461.64 | 0 | 760694.9923 | 0 | 0 | 3578127.7618 | 17702161.4867 | 2032 | 0.18501 | 0.24365 | 165820.37 | 6.73 | 8826.59 | 740.5 | 333800.4 | 278.43 | 317003.11 | 1667.27 | 0 | 0 | 0 | 0 | 0 | 0 | 0 | 0 | 0 | 0 | 0 | 0 | 0 | 0 | 0 | 0 | 0 | 0 | 0 | 0 | 0 | 0 | 0 | 0 | 0 | 0 | 0 | 0 | 0
2033 | 14240.86 | 14240.86 | 15199 | 21 | 2.96 | 2066.03 | 877931.72 | 210986.83 | 666944.89 | 0 | 386020.06 | 37473.25 | 18490.64 | 330056.17 | 1264513.8004 | 177186.62 | 470057.5604 | 617269.62 | 2792.86 | 1798.85 | 994.01 | 0 | 1266744.64 | 2531258.4404 | 13531.363 | 7704.8391 | 785915.6244 | 0 | 21461.64 | 0 | 764453.9844 | 0 | 0 | 3401199.9474 | 19277575.154 | 2033 | 0.17775 | 0.23883 | 0 | 503.33 | 8564.94 | 1003.68 | 393481.55 | 622.31 | 466952 | 6803.91 | 0 | 0 | 0 | 0 | 0 | 0 | 0 | 0 | 0 | 0 | 0 | 0 | 0 | 0 | 0 | 0 | 0 | 0 | 0 | 0 | 0 | 0 | 0 | 0 | 0 | 0 | 0 | 0 | 0
2034 | 13845.67 | 13845.67 | 14824.51 | 1 | 0 | 2020.69 | 860707.05 | 203551.47 | 657155.58 | 0 | 381561.59 | 36229.03 | 18320.43 | 327012.13 | 1271045.4305 | 169018.5 | 483302.7505 | 618724.18 | 2583.2 | 1583.22 | 999.98 | 0 | 1244851.84 | 2515897.2705 | 16172.428 | 8823.9612 | 789749.7963 | 0 | 21461.64 | 0 | 768288.1563 | 0 | 0 | 3365792.0553 | 20721105.6746 | 2034 | 0.18171 | 0.24309 | 0 | 0 | 6895.11 | 647.46 | 375968 | 204.76 | 470985.45 | 6006.27 | 0 | 0 | 0 | 0 | 0 | 0 | 0 | 0 | 0 | 0 | 0 | 0 | 0 | 0 | 0 | 0 | 0 | 0 | 0 | 0 | 0 | 0 | 0 | 0 | 0 | 0 | 0 | 0 | 0
2035 | 13470.89 | 13470.89 | 14503.58 | 10 | 1.72 | 1983.14 | 839821.23 | 156166.33 | 683654.9 | 0 | 374109.9 | 29721.09 | 18233.96 | 326154.85 | 1302906.1987 | 176095.52 | 496221.8287 | 630588.85 | 2382.81 | 1402.83 | 979.98 | 0 | 1216313.94 | 2519220.1387 | 19423.008 | 10033.6668 | 793660.6517 | 0 | 21461.64 | 0 | 772199.0117 | 0 | 0 | 3377483.9859 | 22062351.0351 | 2035 | 0.18701 | 0.25072 | 0 | 0 | 7127.96 | 447.09 | 393065.69 | 463.35 | 433933.47 | 4783.67 | 0 | 0 | 0 | 0 | 0 | 0 | 0 | 0 | 0 | 0 | 0 | 0 | 0 | 0 | 0 | 0 | 0 | 0 | 0 | 0 | 0 | 0 | 0 | 0 | 0 | 0 | 0 | 0 | 0
2036 | 13024.31 | 13024.31 | 14173.04 | 0 | 0 | 1942.22 | 802383.47 | 96675 | 705708.47 | 0 | 355831.88 | 22251.92 | 18141.53 | 315438.43 | 1318917.1575 | 183981.86 | 509985.2875 | 624950.01 | 2072.81 | 1070.51 | 1002.3 | 0 | 1160288.16 | 2479205.3175 | 24237.964 | 11463.1685 | 797649.7242 | 0 | 21461.64 | 0 | 776188.0842 | 0 | 0 | 3312556.1741 | 23280371.0656 | 2036 | 0.19035 | 0.25434 | 0 | 0 | 2992.65 | 409.76 | 409545.69 | 116.15 | 385702.23 | 3616.99 | 0 | 0 | 0 | 0 | 0 | 0 | 0 | 0 | 0 | 0 | 0 | 0 | 0 | 0 | 0 | 0 | 0 | 0 | 0 | 0 | 0 | 0 | 0 | 0 | 0 | 0 | 0 | 0 | 0
2037 | 12547.32 | 12547.32 | 13699.1 | 0 | 0 | 1868.99 | 773903.88 | 70298.19 | 703605.69 | 0 | 325316.37 | 18373.8 | 18106.59 | 288835.98 | 1310603.7724 | 191183.12 | 518706.8724 | 600713.78 | 1944.7 | 957.37 | 987.33 | 0 | 1101164.95 | 2411768.7224 | 31344.756 | 13126.8207 | 801718.5781 | 0 | 21461.64 | 0 | 780256.9381 | 0 | 0 | 3257958.8771 | 24389579.1377 | 2037 | 0.19221 | 0.25965 | 0 | 0 | 3563.84 | 245.55 | 402902.04 | 47.73 | 363364.35 | 3780.37 | 0 | 0 | 0 | 0 | 0 | 0 | 0 | 0 | 0 | 0 | 0 | 0 | 0 | 0 | 0 | 0 | 0 | 0 | 0 | 0 | 0 | 0 | 0 | 0 | 0 | 0 | 0 | 0 | 0
2038 | 12110.02 | 12110.02 | 13321.63 | 0 | 0 | 1813.19 | 742012.61 | 50828.75 | 691183.86 | 0 | 317716.46 | 15593.13 | 17867.45 | 284255.88 | 1258540.9451 | 127890.83 | 528758.7451 | 601891.37 | 1695.69 | 587.45 | 1108.24 | 0 | 1061424.76 | 2319965.7051 | 42150.435 | 15052.7306 | 805868.8091 | 0 | 21461.64 | 0 | 784407.1691 | 0 | 0 | 3183037.6797 | 25393005.3628 | 2038 | 0.19157 | 0.26284 | 0 | 0 | 0 | 352.54 | 382960.09 | 1444.93 | 352720 | 4535.05 | 0 | 0 | 0 | 0 | 0 | 0 | 0 | 0 | 0 | 0 | 0 | 0 | 0 | 0 | 0 | 0 | 0 | 0 | 0 | 0 | 0 | 0 | 0 | 0 | 0 | 0 | 0 | 0 | 0
2039 | 11688.36 | 11688.36 | 12937.63 | 0 | 0 | 1756.92 | 683402.49 | 35161.52 | 648240.97 | 0 | 315918.73 | 13855.75 | 17743.08 | 284319.9 | 1284378.0759 | 133033.05 | 538978.2659 | 612366.76 | 2034.22 | 489.42 | 1544.8 | 0 | 1001355.44 | 2285733.5159 | 56914.642 | 17271.0234 | 810102.0447 | 0 | 21461.64 | 0 | 788640.4047 | 0 | 0 | 3170021.226 | 26318304.3406 | 2039 | 0.19556 | 0.27121 | 0 | 0 | 0 | 66.3 | 338309.06 | 127.24 | 343479.6 | 1420.29 | 0 | 0 | 0 | 0 | 0 | 0 | 0 | 0 | 0 | 0 | 0 | 0 | 0 | 0 | 0 | 0 | 0 | 0 | 0 | 0 | 0 | 0 | 0 | 0 | 0 | 0 | 0 | 0 | 0
2040 | 11289.64 | 11289.64 | 12634.01 | 0 | 0 | 1702.25 | 645084.75 | 36682.02 | 608402.73 | 0 | 317555.52 | 14261.05 | 17697.02 | 285597.45 | 1313354.5149 | 138771.25 | 550094.7749 | 624488.49 | 2866.07 | 438.21 | 2427.86 | 0 | 965506.34 | 2278860.8549 | 72163.079 | 19594.2557 | 814419.945 | 0 | 21461.64 | 0 | 792958.305 | 0 | 0 | 3185038.1346 | 27179121.2576 | 2040 | 0.20185 | 0.28212 | 0 | 0 | 0 | 279.09 | 288604.03 | 220.12 | 354616.98 | 1364.53 | 0 | 0 | 0 | 0 | 0 | 0 | 0 | 0 | 0 | 0 | 0 | 0 | 0 | 0 | 0 | 0 | 0 | 0 | 0 | 0 | 0 | 0 | 0 | 0 | 0 | 0 | 0 | 0 | 0
2041 | 10962.72 | 10962.72 | 12376.25 | 0 | 0 | 1662.45 | 610652.93 | 27281.92 | 583371.01 | 0 | 313410.06 | 12823.85 | 17402.52 | 283183.69 | 1337747.0266 | 143977.73 | 560415.1166 | 633354.18 | 3174.83 | 370.2 | 2804.63 | 0 | 927237.82 | 2264984.8466 | 91379.049 | 21181.9122 | 818824.2033 | 0 | 21461.64 | 0 | 797362.5633 | 0 | 0 | 3419001.7793 | 28034723.1334 | 2041 | 0.20661 | 0.31188 | 0 | 0 | 0 | 240.49 | 260629.84 | 179.38 | 347620.96 | 796.22 | 1186.04 | 0 | 0 | 0 | 0 | 0 | 0 | 0 | 0 | 0 | 0 | 0 | 0 | 0 | 0 | 0 | 0 | 0 | 0 | 0 | 0 | 0 | 0 | 0 | 0 | 0 | 0 | 0 | 0
2042 | 10579.61 | 10579.61 | 12138.6 | 0 | 0 | 1615.34 | 555967.78 | 26359.2 | 529608.58 | 0 | 307848.06 | 12333.29 | 17642.28 | 277872.49 | 1357919.4906 | 149799.73 | 571163.1406 | 636956.62 | 4479.53 | 426.4 | 4053.13 | 0 | 868295.37 | 2226214.8606 | 114935.772 | 23009.8197 | 823316.5469 | 0 | 21461.64 | 0 | 801854.9069 | 0 | 0 | 3219178.8336 | 28780645.7053 | 2042 | 0.21043 | 0.30428 | 0 | 0 | 0 | 31.72 | 196105.71 | 134.83 | 353415.6 | 868.78 | 5411.14 | 0 | 0 | 0 | 0 | 0 | 0 | 0 | 0 | 0 | 0 | 0 | 0 | 0 | 0 | 0 | 0 | 0 | 0 | 0 | 0 | 0 | 0 | 0 | 0 | 0 | 0 | 0 | 0
2043 | 10165.4 | 10165.4 | 12048.7 | 0 | 0 | 1559.14 | 515886.04 | 50569.9 | 465316.14 | 0 | 304942.05 | 12137.17 | 17586.04 | 275218.84 | 1386160.195 | 155868.37 | 582574.225 | 647717.6 | 4029.11 | 396.99 | 3632.12 | 0 | 824857.2 | 2211017.395 | 137790.212 | 25078.5396 | 827898.7372 | 0 | 21461.64 | 0 | 806437.0972 | 0 | 0 | 3227400.0559 | 29473078.6019 | 2043 | 0.2175 | 0.31749 | 0 | 0 | 0 | 114.09 | 130909.52 | 62.37 | 343700.11 | 271.17 | 40828.78 | 0 | 0 | 0 | 0 | 0 | 0 | 0 | 0 | 0 | 0 | 0 | 0 | 0 | 0 | 0 | 0 | 0 | 0 | 0 | 0 | 0 | 0 | 0 | 0 | 0 | 0 | 0 | 0
2044 | 9811.03 | 9811.03 | 11880.79 | 0 | 0 | 1522.25 | 487461.54 | 22328.81 | 405163.94 | 59968.79 | 297732.83 | 10921.11 | 17528.86 | 269282.86 | 1417713.6096 | 162638.81 | 589849.3396 | 665225.46 | 4653.21 | 363.25 | 4036.27 | 253.69 | 789847.58 | 2207561.1896 | 150154.152 | 27065.8031 | 832572.5714 | 0 | 21461.64 | 0 | 811110.9314 | 0 | 0 | 3239724.6133 | 30116668.517 | 2044 | 0.22501 | 0.33021 | 0 | 0 | 0 | 66.48 | 71065.11 | 84.81 | 341884.3 | 384.43 | 73976.41 | 0 | 0 | 0 | 0 | 0 | 0 | 0 | 0 | 0 | 0 | 0 | 0 | 0 | 0 | 0 | 0 | 0 | 0 | 0 | 0 | 0 | 0 | 0 | 0 | 0 | 0 | 0 | 0

## 12.H
Discount Rate |  | 8%
General Inflation |  | 2.5%
Fiscal Year | Energy | [5 empty] | Production Cost | [17 empty] | Demand Response Programs Levelized Costs ($000) | DBESS Program Cost ($000) | Unit Additions Annualized Capital Costs ($000) (includes fixed decisions annual costs) | PREPA Owned | Thermal PPAs | Renewable PPAs | Transmission | Battery | Unit Additions Capital Costs ($000) (for variable unit additions) | Total System Cost ($000) (includes EE program costs) | Present Value Revenue Requirement (PVRR) ($000) | YEAR | Total Production Cost Load Based, $/kWh | Total System Cost Load Based, $/kWh
| Native Load (GWh) | Net Generation (GWh) | Generation (GWh) | Unserved Energy Hours (h) | Unserved Energy (GWh) | Peak Load (MW) | Total Fuel Cost ($000) |  |  |  | Plant O&M Costs | [11 empty] | Variable Production Costs ($000) | Total Production Cost ($000) |  |  |  | Unit Additions Annualized Capital Costs ($000) (includes fixed decisions annual costs) | Unit Additions Annualized Capital Costs ($000) (includes fixed decisions annual costs) | Unit Additions Annualized Capital Costs ($000) (includes fixed decisions annual costs) | Unit Additions Annualized Capital Costs ($000) (includes fixed decisions annual costs) | Unit Additions Annualized Capital Costs ($000) (includes fixed decisions annual costs) | [6 empty] | FUEL COSTS ($000)
[8 empty] | PREPA Owned | Thermal PPAs | Renewable PPAs |  | PREPA Owned | Thermal PPAs | Renewable PPAs |  | PREPA Owned | Thermal PPAs | Renewable PPAs |  | PREPA Owned | Thermal PPAs | Renewable PPAs
[8 empty] | Fuel Cost ($000) | Fuel Cost ($000) | Fuel Cost ($000) | Total VO&M Cost ($000) | VO&M Cost ($000) | VO&M Cost ($000) | VO&M Cost ($000) | Total FO&M Cost ($000) | FO&M Cost ($000) | FO&M Cost ($000) | FO&M Cost ($000) | Total Start & Shutdown Cost ($000) | Start & Shutdown Cost ($000) | Start & Shutdown Cost ($000) | Start & Shutdown Cost ($000) | [16 empty] | Coal | Diesel CC | HeavyDiesel - FO6 | Diesel - Peaker | LNG - EcoElec | Diesel - GT | LNG | LNG - Trucked | Biodiesel - B100 | Hydro Gen | Solar | Wind Gen | Land Fill Gas Gen | DDG | TXDG | Future Solar | New Solar | New Wind | New Offshore Wind | New Residential Solar | Battery Storage - 4hr | Battery Storage - 8hr | Battery Storage - 2hr | Battery Storage - 6hr | Battery Storage - 10hr | Tranche 1 Solar | Tranche 2 Solar | Tranche 1 BESS | Tranche 2 BESS | New Distributed Storage | CHP | DPV | DR | 0 | ASAP Phase 1 | ASAP Phase 2 | Utility Battery - Tranche 4
2024 | [35 empty] | 2024
2025 | 18566.58 | 18705 | 18719.89 | 365 | 50.65 | 2874.85 | 2104436.68 | 1645811.01 | 458625.67 | 0 | 250671.97 | 103333.04 | 30330.27 | 117008.66 | 708698.486 | 219334.56 | 369613.096 | 119750.83 | 16527.61 | 15259.96 | 1267.65 | 0 | 2371636.26 | 3080334.7459 | 1.893 | 1206.4369 | 75921.3985 | 0 | 0 | 0 | 75921.3985 | 0 | 0 | 3284394.4154 | 2815838.8335 | 2025 | 0.16591 | 0.1769 | 223152.99 | 92959.75 | 795207.07 | 126536.87 | 203847.9 | 169623.23 | 387873.26 | 105235.61 | 0 | 0 | 0 | 0 | 0 | 0 | 0 | 0 | 0 | 0 | 0 | 0 | 0 | 0 | 0 | 0 | 0 | 0 | 0 | 0 | 0 | 0 | 0 | 0 | 0 | 0 | 0 | 0 | 0
2026 | 18192.42 | 18192.42 | 18614.4 | 8 | 1.53 | 2784.37 | 1411361.52 | 530269.81 | 881091.71 | 0 | 374939.16 | 55363.23 | 57099.92 | 262476.01 | 996283.048 | 226521.89 | 425694.778 | 344066.38 | 9085.38 | 6922.03 | 2163.35 | 0 | 1795386.06 | 2791669.108 | 7.189 | 1528.1336 | 245390.75 | 0 | 0 | 0 | 245390.75 | 0 | 0 | 3145594.4227 | 5312913.1034 | 2026 | 0.15345 | 0.17291 | 225474.35 | 4105.05 | 123791.82 | 4910.7 | 433597.25 | 7537.12 | 362306.61 | 249638.62 | 0 | 0 | 0 | 0 | 0 | 0 | 0 | 0 | 0 | 0 | 0 | 0 | 0 | 0 | 0 | 0 | 0 | 0 | 0 | 0 | 0 | 0 | 0 | 0 | 0 | 0 | 0 | 0 | 0
2027 | 18137.48 | 18137.48 | 19051.41 | 23 | 2.13 | 2740.56 | 1265371.76 | 410812.03 | 854559.73 | 0 | 426318.56 | 57234.66 | 55188.46 | 313895.44 | 1220659.4731 | 234180.89 | 441104.1731 | 545374.41 | 4912.92 | 2332.97 | 2579.95 | 0 | 1696603.24 | 2917262.7131 | 17.708 | 806.8254 | 500136.0731 | 0 | 0 | 0 | 500136.0731 | 0 | 0 | 3486339.3944 | 7875476.6352 | 2027 | 0.16084 | 0.19222 | 202124.94 | 0 | 29019.53 | 1200.4 | 475632.14 | 1289.72 | 307442.03 | 248663 | 0 | 0 | 0 | 0 | 0 | 0 | 0 | 0 | 0 | 0 | 0 | 0 | 0 | 0 | 0 | 0 | 0 | 0 | 0 | 0 | 0 | 0 | 0 | 0 | 0 | 0 | 0 | 0 | 0
2028 | 18006.07 | 18006.07 | 18881.32 | 0 | 0 | 2693.35 | 1066850.57 | 212442.58 | 854407.99 | 0 | 419362.82 | 38789.65 | 53423.11 | 327150.06 | 1467340.6053 | 243018.6 | 647031.3653 | 577290.64 | 3265.79 | 802.66 | 2463.13 | 0 | 1489479.18 | 2956819.7853 | 347.904 | 2016.441 | 657023.9361 | 0 | 0 | 0 | 657023.9361 | 0 | 0 | 3690488.1885 | 10387160.8851 | 2028 | 0.16421 | 0.20496 | 197814.09 | 0 | 2240.35 | 22.4 | 391746.42 | 19.1 | 443158.69 | 31849.52 | 0 | 0 | 0 | 0 | 0 | 0 | 0 | 0 | 0 | 0 | 0 | 0 | 0 | 0 | 0 | 0 | 0 | 0 | 0 | 0 | 0 | 0 | 0 | 0 | 0 | 0 | 0 | 0 | 0
2029 | 17912.25 | 17912.25 | 18878.93 | 0 | 0 | 2683.59 | 1071422.84 | 302066.06 | 769356.78 | 0 | 420490.05 | 45857.55 | 45028.04 | 329604.46 | 1454376.4874 | 251069.34 | 617266.1974 | 586040.95 | 4099.52 | 1894.51 | 2205.01 | 0 | 1496012.41 | 2950388.8974 | 1623.456 | 3408.9977 | 749854.4979 | 0 | 0 | 0 | 749854.4979 | 0 | 0 | 3759272.5602 | 12756140.2717 | 2029 | 0.16471 | 0.20987 | 202825.18 | 28.4 | 29305.15 | 1068.45 | 354999.72 | 1329.76 | 457173.96 | 24692.22 | 0 | 0 | 0 | 0 | 0 | 0 | 0 | 0 | 0 | 0 | 0 | 0 | 0 | 0 | 0 | 0 | 0 | 0 | 0 | 0 | 0 | 0 | 0 | 0 | 0 | 0 | 0 | 0 | 0
2030 | 17764.11 | 17764.11 | 18712.86 | 0 | 0 | 2654 | 1067395.76 | 286299.16 | 781096.6 | 0 | 421798.64 | 45913.76 | 44647.6 | 331237.28 | 1459940.6325 | 230790.3 | 633857.0025 | 595293.33 | 4438.43 | 2173.05 | 2265.38 | 0 | 1493632.83 | 2953573.4625 | 3951.815 | 5020.0957 | 753396.6801 | 0 | 0 | 0 | 753396.6801 | 0 | 144662.84 | 3773906.3391 | 14958178.3732 | 2030 | 0.16627 | 0.21245 | 203517.07 | 1561.48 | 25915.64 | 211.13 | 357519.96 | 1076.75 | 460089.98 | 17503.75 | 0 | 0 | 0 | 0 | 0 | 0 | 0 | 0 | 0 | 0 | 0 | 0 | 0 | 0 | 0 | 0 | 0 | 0 | 0 | 0 | 0 | 0 | 0 | 0 | 0 | 0 | 0 | 0 | 0
2031 | 17610.49 | 17610.49 | 18506.89 | 0 | 0 | 2632.22 | 1077062.38 | 242131.07 | 834931.31 | 0 | 422844.74 | 41679.16 | 46770.98 | 334394.6 | 1496100.9076 | 230566.79 | 659136.8276 | 606397.29 | 4672.66 | 2326 | 2346.66 | 0 | 1504579.78 | 3000680.6876 | 7527.614 | 5786.0492 | 810663.806 | 0 | 53654.1 | 0 | 757009.706 | 0 | 512945.35 | 3883765.2489 | 17056455.8919 | 2031 | 0.17039 | 0.22054 | 205384.62 | 454.56 | 16340.12 | 804.27 | 364587.36 | 1180.15 | 467447.68 | 20863.62 | 0 | 0 | 0 | 0 | 0 | 0 | 0 | 0 | 0 | 0 | 0 | 0 | 0 | 0 | 0 | 0 | 0 | 0 | 0 | 0 | 0 | 0 | 0 | 0 | 0 | 0 | 0 | 0 | 0
2032 | 17383.51 | 17383.51 | 18295.41 | 0 | 0 | 2608.27 | 1071411.97 | 211174.95 | 860237.02 | 0 | 421800.03 | 37264.08 | 47211.33 | 337324.62 | 1511077.7481 | 215841.56 | 677053.6881 | 618182.5 | 5149 | 2719.01 | 2429.99 | 0 | 1498361 | 3009438.7481 | 10740.419 | 6674.5032 | 814349.0923 | 0 | 53654.1 | 0 | 760694.9923 | 0 | 0 | 3902767.7418 | 19008811.4237 | 2032 | 0.17312 | 0.22451 | 211495.76 | 123.91 | 14912.66 | 1475.59 | 372345.13 | 659.96 | 451454.18 | 18944.78 | 0 | 0 | 0 | 0 | 0 | 0 | 0 | 0 | 0 | 0 | 0 | 0 | 0 | 0 | 0 | 0 | 0 | 0 | 0 | 0 | 0 | 0 | 0 | 0 | 0 | 0 | 0 | 0 | 0
2033 | 17203.4 | 17203.4 | 18143.03 | 2 | 0.07 | 2598.87 | 1213227.96 | 399221.58 | 814006.38 | 0 | 418657.4 | 59249.14 | 29352.09 | 330056.17 | 1320330.7204 | 224237.64 | 478823.4604 | 617269.62 | 3167.43 | 1767.61 | 1399.82 | 0 | 1635052.79 | 2955383.5104 | 13531.363 | 7704.8391 | 839231.3344 | 0 | 74777.35 | 0 | 764453.9844 | 0 | 201943.18 | 3878640.7274 | 20805372.5512 | 2033 | 0.17179 | 0.22546 | 0 | 2501.17 | 25827.61 | 2630.13 | 453534.12 | 1720.8 | 646111.27 | 80902.86 | 0 | 0 | 0 | 0 | 0 | 0 | 0 | 0 | 0 | 0 | 0 | 0 | 0 | 0 | 0 | 0 | 0 | 0 | 0 | 0 | 0 | 0 | 0 | 0 | 0 | 0 | 0 | 0 | 0
2034 | 17072.5 | 17072.5 | 18084.55 | 0 | 0 | 2596.28 | 1161770.23 | 361422.09 | 800348.14 | 0 | 409114.03 | 55537.86 | 26558.59 | 327017.58 | 1361160.2705 | 233776.52 | 492287.8005 | 635095.95 | 2852.51 | 1591.03 | 1261.48 | 0 | 1573736.77 | 2934897.0405 | 16172.428 | 8823.9612 | 941363.7063 | 0 | 74777.35 | 98298.2 | 768288.1563 | 0 | 939753.32 | 3936405.7353 | 22493629.4985 | 2034 | 0.17191 | 0.23057 | 0 | 514.81 | 18426.66 | 291.23 | 449243.21 | 547.34 | 631309.56 | 61437.42 | 0 | 0 | 0 | 0 | 0 | 0 | 0 | 0 | 0 | 0 | 0 | 0 | 0 | 0 | 0 | 0 | 0 | 0 | 0 | 0 | 0 | 0 | 0 | 0 | 0 | 0 | 0 | 0 | 0
2035 | 16923.09 | 16923.09 | 17882.96 | 0 | 0 | 2593.24 | 1197291.85 | 286186.94 | 911104.91 | 0 | 414395.74 | 47727.23 | 40507.26 | 326161.25 | 1388102.6887 | 227451.98 | 515584.5787 | 645066.13 | 2988.93 | 1493.91 | 1495.02 | 0 | 1614676.52 | 3002779.2087 | 19423.008 | 10033.6668 | 1003741.8817 | 0 | 133244.67 | 98298.2 | 772199.0117 | 0 | 558961 | 4071124.2859 | 24110328.9656 | 2035 | 0.17744 | 0.24057 | 0 | 441.88 | 6873.4 | 384.58 | 422980.58 | 410.27 | 744324.52 | 21876.62 | 0 | 0 | 0 | 0 | 0 | 0 | 0 | 0 | 0 | 0 | 0 | 0 | 0 | 0 | 0 | 0 | 0 | 0 | 0 | 0 | 0 | 0 | 0 | 0 | 0 | 0 | 0 | 0 | 0
2036 | 16672.36 | 16672.36 | 17662.3 | 0 | 0 | 2553.48 | 1178021.07 | 269373.57 | 908647.5 | 0 | 400772 | 46138.18 | 39062.01 | 315571.81 | 1390452.9975 | 220765.77 | 530102.3275 | 639584.9 | 3116.55 | 1543.21 | 1573.34 | 0 | 1581909.62 | 2972362.6175 | 24237.964 | 11463.1685 | 1007730.9542 | 0 | 133244.67 | 98298.2 | 776188.0842 | 0 | 0 | 4015794.7041 | 25586928.3442 | 2036 | 0.17828 | 0.24087 | 0 | 0 | 5071.65 | 703.95 | 430383.03 | 428.48 | 723317.51 | 18116.45 | 0 | 0 | 0 | 0 | 0 | 0 | 0 | 0 | 0 | 0 | 0 | 0 | 0 | 0 | 0 | 0 | 0 | 0 | 0 | 0 | 0 | 0 | 0 | 0 | 0 | 0 | 0 | 0 | 0
2037 | 16462.37 | 16462.37 | 17518.61 | 0 | 0 | 2531.82 | 1101371.4 | 81409.29 | 1019962.11 | 0 | 352374.67 | 20740.01 | 42798.87 | 288835.79 | 1407022.3724 | 229535.62 | 562052.3624 | 615434.39 | 3247.94 | 1774.08 | 1473.86 | 0 | 1456994.01 | 2864016.3824 | 31344.756 | 13126.8207 | 1112538.1581 | 0 | 233983.02 | 98298.2 | 780256.9381 | 0 | 963081.76 | 4021026.1171 | 26955931.0834 | 2037 | 0.17397 | 0.24426 | 0 | 0 | 0 | 1310.14 | 401919.68 | 616.49 | 695537.68 | 1987.41 | 0 | 0 | 0 | 0 | 0 | 0 | 0 | 0 | 0 | 0 | 0 | 0 | 0 | 0 | 0 | 0 | 0 | 0 | 0 | 0 | 0 | 0 | 0 | 0 | 0 | 0 | 0 | 0 | 0
2038 | 16277.55 | 16277.55 | 17248.18 | 0 | 0 | 2511.6 | 1096220.9 | 31692.37 | 1064528.53 | 0 | 342770.86 | 12944.66 | 45357.55 | 284468.65 | 1417837.3251 | 203653.72 | 597424.0051 | 616759.6 | 3202.14 | 996.86 | 2205.28 | 0 | 1442193.9 | 2860031.2251 | 42150.435 | 15052.7306 | 1219026.9991 | 0 | 336321.63 | 98298.2 | 784407.1691 | 0 | 978380.62 | 4136261.3897 | 28259853.1761 | 2038 | 0.1757 | 0.25411 | 0 | 0 | 4019.86 | 598.35 | 370147.54 | 396.98 | 719065.7 | 1992.47 | 0 | 0 | 0 | 0 | 0 | 0 | 0 | 0 | 0 | 0 | 0 | 0 | 0 | 0 | 0 | 0 | 0 | 0 | 0 | 0 | 0 | 0 | 0 | 0 | 0 | 0 | 0 | 0 | 0
2039 | 16110.82 | 16110.82 | 17141.14 | 0 | 0 | 2491.13 | 1052083.44 | 26715.47 | 1025367.97 | 0 | 342513.33 | 12822.5 | 44973.75 | 284717.08 | 1440060.4359 | 174955.01 | 637703.4659 | 627401.96 | 3364.99 | 650.56 | 2714.43 | 0 | 1397961.76 | 2838022.1959 | 56914.642 | 17271.0234 | 1380096.8047 | 0 | 480266.49 | 111189.91 | 788640.4047 | 0 | 1499393.55 | 4292304.666 | 29512735.9919 | 2039 | 0.17616 | 0.26642 | 0 | 0 | 0 | 458.06 | 342034.69 | 126.02 | 708476.77 | 987.9 | 0 | 0 | 0 | 0 | 0 | 0 | 0 | 0 | 0 | 0 | 0 | 0 | 0 | 0 | 0 | 0 | 0 | 0 | 0 | 0 | 0 | 0 | 0 | 0 | 0 | 0 | 0 | 0 | 0
2040 | 15984.27 | 15984.27 | 17254.65 | 0 | 0 | 2489.04 | 1006593.8 | 24568.01 | 982025.79 | 0 | 341589.94 | 12581.88 | 43013.34 | 285994.72 | 1475543.2849 | 182720.74 | 653087.4049 | 639735.14 | 4009.71 | 799.02 | 3210.69 | 0 | 1352193.45 | 2827736.7349 | 72163.079 | 19594.2557 | 1437254.065 | 0 | 480266.49 | 164029.27 | 792958.305 | 0 | 505156.32 | 4356748.1346 | 30690229.742 | 2040 | 0.17691 | 0.27256 | 0 | 0 | 0 | 538.43 | 309568.82 | 569.38 | 695460.22 | 456.95 | 0 | 0 | 0 | 0 | 0 | 0 | 0 | 0 | 0 | 0 | 0 | 0 | 0 | 0 | 0 | 0 | 0 | 0 | 0 | 0 | 0 | 0 | 0 | 0 | 0 | 0 | 0 | 0 | 0
2041 | 15916.4 | 15916.4 | 17310.15 | 0 | 0 | 2471.84 | 936513.26 | 18634.81 | 917878.45 | 0 | 336479.71 | 11773.68 | 40524.62 | 284181.41 | 1517687.5966 | 189801.38 | 667255.4466 | 660630.77 | 4652.81 | 915.72 | 3737.09 | 0 | 1277645.78 | 2795333.3766 | 91379.049 | 21181.9122 | 1564926.9033 | 0 | 480266.49 | 287297.85 | 797362.5633 | 0 | 1178475.99 | 4695453.0093 | 31865262.2988 | 2041 | 0.17563 | 0.29501 | 0 | 0 | 0 | 1010.67 | 272947.74 | 355.46 | 661364.4 | 834.99 | 0 | 0 | 0 | 0 | 0 | 0 | 0 | 0 | 0 | 0 | 0 | 0 | 0 | 0 | 0 | 0 | 0 | 0 | 0 | 0 | 0 | 0 | 0 | 0 | 0 | 0 | 0 | 0 | 0
2042 | 15725.81 | 15725.81 | 17220.9 | 0 | 0 | 2443.42 | 837360.15 | 14792.59 | 822567.56 | 0 | 328426.68 | 11273.01 | 38962.18 | 278191.49 | 1567521.0706 | 197708.37 | 682314.8306 | 687497.87 | 4969.05 | 563.47 | 4405.58 | 0 | 1170755.88 | 2738276.9506 | 114935.772 | 23009.8197 | 1767785.2069 | 0 | 480266.49 | 485663.81 | 801854.9069 | 0 | 1896424.06 | 4675709.5836 | 32948680.6171 | 2042 | 0.17413 | 0.29733 | 0 | 0 | 0 | 587.3 | 199917.42 | 212.5 | 635652.07 | 990.86 | 0 | 0 | 0 | 0 | 0 | 0 | 0 | 0 | 0 | 0 | 0 | 0 | 0 | 0 | 0 | 0 | 0 | 0 | 0 | 0 | 0 | 0 | 0 | 0 | 0 | 0 | 0 | 0 | 0
2043 | 15605.62 | 15605.62 | 17374.95 | 0 | 0 | 2430.05 | 736503.63 | 10204.58 | 726299.05 | 0 | 325899.82 | 10532.6 | 36856.87 | 278510.35 | 1626989.695 | 205956.85 | 698387.395 | 722645.45 | 5508.19 | 921.6 | 4586.59 | 0 | 1067911.64 | 2694901.335 | 137790.212 | 25078.5396 | 1991772.2772 | 0 | 480266.49 | 705068.69 | 806437.0972 | 0 | 2097561.03 | 4875157.5359 | 33994636.9272 | 2043 | 0.17269 | 0.3124 | 0 | 0 | 0 | 1670.39 | 137395.86 | 287.64 | 596347.61 | 802.13 | 0 | 0 | 0 | 0 | 0 | 0 | 0 | 0 | 0 | 0 | 0 | 0 | 0 | 0 | 0 | 0 | 0 | 0 | 0 | 0 | 0 | 0 | 0 | 0 | 0 | 0 | 0 | 0 | 0
2044 | 15507.15 | 15507.15 | 17566.91 | 0 | 0 | 2418.64 | 640266.55 | 16592.37 | 623674.18 | 0 | 324101.76 | 11241.75 | 33771.77 | 279088.24 | 1702421.4296 | 215149.78 | 715273.5996 | 771998.05 | 5665.73 | 1056.77 | 4608.96 | 0 | 970034.04 | 2672455.4696 | 150154.152 | 27065.8031 | 2328842.7114 | 0 | 480266.49 | 1037465.29 | 811110.9314 | 0 | 3177787.72 | 5200889.0333 | 35027823.4263 | 2044 | 0.17234 | 0.33539 | 0 | 0 | 0 | 4748.92 | 81145.74 | 0 | 553554.6 | 817.29 | 0 | 0 | 0 | 0 | 0 | 0 | 0 | 0 | 0 | 0 | 0 | 0 | 0 | 0 | 0 | 0 | 0 | 0 | 0 | 0 | 0 | 0 | 0 | 0 | 0 | 0 | 0 | 0 | 0

## 15.K
Discount Rate |  | 8%
General Inflation |  | 2.5%
Fiscal Year | Energy | [5 empty] | Production Cost | [17 empty] | Demand Response Programs Levelized Costs ($000) | DBESS Program Cost ($000) | Unit Additions Annualized Capital Costs ($000) (includes fixed decisions annual costs) | PREPA Owned | Thermal PPAs | Renewable PPAs | Transmission | Battery | Unit Additions Capital Costs ($000) (for variable unit additions) | Total System Cost ($000) (includes EE program costs) | Present Value Revenue Requirement (PVRR) ($000) | YEAR | Total Production Cost Load Based, $/kWh | Total System Cost Load Based, $/kWh
| Native Load (GWh) | Net Generation (GWh) | Generation (GWh) | Unserved Energy Hours (h) | Unserved Energy (GWh) | Peak Load (MW) | Total Fuel Cost ($000) |  |  |  | Plant O&M Costs | [11 empty] | Variable Production Costs ($000) | Total Production Cost ($000) |  |  |  | Unit Additions Annualized Capital Costs ($000) (includes fixed decisions annual costs) | Unit Additions Annualized Capital Costs ($000) (includes fixed decisions annual costs) | Unit Additions Annualized Capital Costs ($000) (includes fixed decisions annual costs) | Unit Additions Annualized Capital Costs ($000) (includes fixed decisions annual costs) | Unit Additions Annualized Capital Costs ($000) (includes fixed decisions annual costs) | [6 empty] | FUEL COSTS ($000)
[8 empty] | PREPA Owned | Thermal PPAs | Renewable PPAs |  | PREPA Owned | Thermal PPAs | Renewable PPAs |  | PREPA Owned | Thermal PPAs | Renewable PPAs |  | PREPA Owned | Thermal PPAs | Renewable PPAs
[8 empty] | Fuel Cost ($000) | Fuel Cost ($000) | Fuel Cost ($000) | Total VO&M Cost ($000) | VO&M Cost ($000) | VO&M Cost ($000) | VO&M Cost ($000) | Total FO&M Cost ($000) | FO&M Cost ($000) | FO&M Cost ($000) | FO&M Cost ($000) | Total Start & Shutdown Cost ($000) | Start & Shutdown Cost ($000) | Start & Shutdown Cost ($000) | Start & Shutdown Cost ($000) | [16 empty] | Coal | Diesel CC | HeavyDiesel - FO6 | Diesel - Peaker | LNG - EcoElec | Diesel - GT | LNG | LNG - Trucked | Biodiesel - B100 | Hydro Gen | Solar | Wind Gen | Land Fill Gas Gen | DDG | TXDG | Future Solar | New Solar | New Wind | New Offshore Wind | New Residential Solar | Battery Storage - 4hr | Battery Storage - 8hr | Battery Storage - 2hr | Battery Storage - 6hr | Battery Storage - 10hr | Tranche 1 Solar | Tranche 2 Solar | Tranche 1 BESS | Tranche 2 BESS | New Distributed Storage | CHP | DPV | DR | 0 | ASAP Phase 1 | ASAP Phase 2 | Utility Battery - Tranche 4
2024 | [35 empty] | 2024
2025 | 18565.53 | 18700.9 | 18706.38 | 376 | 51.69 | 2874.85 | 2108009.64 | 1651261.91 | 456747.73 | 0 | 250855.81 | 103845.83 | 30265.4 | 116744.58 | 708661.026 | 219334.56 | 369613.096 | 119713.37 | 16598.95 | 15348.59 | 1250.36 | 0 | 2375464.4 | 3084125.426 | 1.893 | 0 | 75921.3985 | 0 | 0 | 0 | 75921.3985 | 0 | 0 | 3286978.6585 | 2818054.4054 | 2025 | 0.16612 | 0.17705 | 223038.58 | 93926.51 | 795527.07 | 127751.54 | 202573.68 | 172197.01 | 388126.35 | 104868.9 | 0 | 0 | 0 | 0 | 0 | 0 | 0 | 0 | 0 | 0 | 0 | 0 | 0 | 0 | 0 | 0 | 0 | 0 | 0 | 0 | 0 | 0 | 0 | 0 | 0 | 0 | 0 | 0 | 0
2026 | 18192.38 | 18192.38 | 18539.63 | 8 | 1.57 | 2784.37 | 1414769.41 | 533054.93 | 881714.48 | 0 | 374940.71 | 55403.29 | 57078.22 | 262459.2 | 996235.688 | 226521.89 | 425694.778 | 344019.02 | 9263.35 | 7083.49 | 2179.86 | 0 | 1798973.47 | 2795209.158 | 7.189 | 0 | 245390.75 | 0 | 0 | 0 | 245390.75 | 0 | 0 | 3147606.339 | 5316725.7994 | 2026 | 0.15365 | 0.17302 | 225200.95 | 4245.62 | 125888.79 | 5085.71 | 429779.36 | 7564.4 | 360079.77 | 256924.81 | 0 | 0 | 0 | 0 | 0 | 0 | 0 | 0 | 0 | 0 | 0 | 0 | 0 | 0 | 0 | 0 | 0 | 0 | 0 | 0 | 0 | 0 | 0 | 0 | 0 | 0 | 0 | 0 | 0
2027 | 18137.41 | 18137.41 | 18924.24 | 23 | 2.2 | 2740.56 | 1272950.25 | 416831.72 | 856118.53 | 0 | 426419.82 | 57498.51 | 55046.89 | 313874.42 | 1220659.4731 | 234180.89 | 441104.1731 | 545374.41 | 6323.01 | 3647.98 | 2675.03 | 0 | 1705693.08 | 2926352.5531 | 17.708 | 806.8254 | 500136.0731 | 0 | 0 | 0 | 500136.0731 | 0 | 0 | 3495429.2344 | 7885970.635 | 2027 | 0.16134 | 0.19272 | 202115.21 | 68.81 | 35109.61 | 2103.11 | 467992.97 | 1302.84 | 305471.91 | 258785.79 | 0 | 0 | 0 | 0 | 0 | 0 | 0 | 0 | 0 | 0 | 0 | 0 | 0 | 0 | 0 | 0 | 0 | 0 | 0 | 0 | 0 | 0 | 0 | 0 | 0 | 0 | 0 | 0 | 0
2028 | 18006.07 | 18006.07 | 18743.36 | 0 | 0 | 2693.35 | 1071974.07 | 211584.82 | 860389.25 | 0 | 419813.71 | 38505.4 | 54158.25 | 327150.06 | 1467340.6053 | 243018.6 | 647031.3653 | 577290.64 | 3544.23 | 985.53 | 2558.7 | 0 | 1495332.01 | 2962672.6153 | 347.904 | 2016.441 | 657023.9361 | 0 | 0 | 0 | 657023.9361 | 0 | 0 | 3696341.0185 | 10401638.2226 | 2028 | 0.16454 | 0.20528 | 197655.42 | 0 | 2078.6 | 183.38 | 393504.31 | 20.13 | 441272.4 | 37259.83 | 0 | 0 | 0 | 0 | 0 | 0 | 0 | 0 | 0 | 0 | 0 | 0 | 0 | 0 | 0 | 0 | 0 | 0 | 0 | 0 | 0 | 0 | 0 | 0 | 0 | 0 | 0 | 0 | 0
2029 | 17912.25 | 17912.25 | 18816.04 | 0 | 0 | 2683.59 | 1077230.68 | 309823.5 | 767407.18 | 0 | 421135.51 | 46596.7 | 44934.35 | 329604.46 | 1454376.4874 | 251069.34 | 617266.1974 | 586040.95 | 4510.28 | 2305.27 | 2205.01 | 0 | 1502876.47 | 2957252.9574 | 1623.456 | 3408.9977 | 749854.4979 | 0 | 0 | 0 | 749854.4979 | 0 | 0 | 3766136.6202 | 12774943.1314 | 2029 | 0.1651 | 0.21025 | 202339.78 | 266.2 | 30615.62 | 1165.59 | 355386.97 | 977.35 | 461085.98 | 25393.19 | 0 | 0 | 0 | 0 | 0 | 0 | 0 | 0 | 0 | 0 | 0 | 0 | 0 | 0 | 0 | 0 | 0 | 0 | 0 | 0 | 0 | 0 | 0 | 0 | 0 | 0 | 0 | 0 | 0
2030 | 17764.11 | 17764.11 | 18617.68 | 0 | 0 | 2654 | 1069962.52 | 289463.24 | 780499.28 | 0 | 421817.51 | 46051.36 | 44528.87 | 331237.28 | 1630862.9735 | 230790.3 | 804779.3435 | 595293.33 | 4707.49 | 2380.43 | 2327.06 | 0 | 1496487.52 | 3127350.4935 | 3951.815 | 5020.0957 | 753396.6801 | 0 | 0 | 0 | 753396.6801 | 0 | 149132.39 | 3947683.37 | 15078378.4613 | 2030 | 0.17605 | 0.22223 | 202674.7 | 739.81 | 31143.41 | 770.68 | 357617.35 | 1324.78 | 460191.87 | 15499.92 | 0 | 0 | 0 | 0 | 0 | 0 | 0 | 0 | 0 | 0 | 0 | 0 | 0 | 0 | 0 | 0 | 0 | 0 | 0 | 0 | 0 | 0 | 0 | 0 | 0 | 0 | 0 | 0 | 0
2031 | 17610.49 | 17610.49 | 18342.83 | 0 | 0 | 2632.22 | 752495.65 | 96705.57 | 655790.08 | 0 | 385463.05 | 23021.15 | 28061.36 | 334380.54 | 2060637.8376 | 155946.52 | 1298294.0276 | 606397.29 | 3533.87 | 1407.35 | 2126.52 | 0 | 1141492.57 | 3202130.4076 | 7527.614 | 5786.0492 | 757009.706 | 0 | 0 | 0 | 757009.706 | 0 | 0 | 4031560.8689 | 17256505.3548 | 2031 | 0.18183 | 0.22893 | 80467.47 | 0 | 0 | 963.34 | 325960.58 | 278.33 | 340025.02 | 4800.91 | 0 | 0 | 0 | 0 | 0 | 0 | 0 | 0 | 0 | 0 | 0 | 0 | 0 | 0 | 0 | 0 | 0 | 0 | 0 | 0 | 0 | 0 | 0 | 0 | 0 | 0 | 0 | 0 | 0
2032 | 17383.51 | 17383.51 | 18234.76 | 0 | 0 | 2608.27 | 738802.76 | 57416.25 | 681386.51 | 0 | 384272.26 | 17151.9 | 29849.62 | 337270.74 | 2113771.5681 | 161074.36 | 1334514.7081 | 618182.5 | 3543.89 | 1253.47 | 2290.42 | 0 | 1126618.91 | 3240390.4781 | 10740.419 | 6674.5032 | 760694.9923 | 0 | 0 | 0 | 760694.9923 | 0 | 0 | 4080065.3718 | 19297553.8429 | 2032 | 0.18641 | 0.23471 | 94596.22 | 319.33 | 0 | 824.56 | 325162.33 | 510.47 | 313858.27 | 3531.58 | 0 | 0 | 0 | 0 | 0 | 0 | 0 | 0 | 0 | 0 | 0 | 0 | 0 | 0 | 0 | 0 | 0 | 0 | 0 | 0 | 0 | 0 | 0 | 0 | 0 | 0 | 0 | 0 | 0
2033 | 17203.47 | 17203.47 | 18004.79 | 0 | 0 | 2598.87 | 782447 | 137111.75 | 645335.25 | 0 | 375297.83 | 27736.8 | 17527.36 | 330033.67 | 1931828.8804 | 167134.98 | 1147424.2804 | 617269.62 | 3564.96 | 2610.07 | 954.89 | 0 | 1161309.79 | 3093138.6704 | 13531.363 | 7704.8391 | 764453.9844 | 0 | 0 | 0 | 764453.9844 | 0 | 0 | 3941618.5374 | 21123285.8819 | 2033 | 0.1798 | 0.22912 | 0 | 1235.98 | 0 | 1473.88 | 382467.84 | 1231.69 | 388272.93 | 7764.68 | 0 | 0 | 0 | 0 | 0 | 0 | 0 | 0 | 0 | 0 | 0 | 0 | 0 | 0 | 0 | 0 | 0 | 0 | 0 | 0 | 0 | 0 | 0 | 0 | 0 | 0 | 0 | 0 | 0
2034 | 17072.5 | 17072.5 | 17898.3 | 0 | 0 | 2596.28 | 788495.4 | 140135.39 | 648360.01 | 0 | 372357.24 | 27915.96 | 17423.7 | 327017.58 | 1970403.5105 | 174075.7 | 1177603.6305 | 618724.18 | 3619.49 | 2607.68 | 1011.81 | 0 | 1164472.13 | 3134875.6405 | 16172.428 | 8823.9612 | 768288.1563 | 0 | 0 | 0 | 768288.1563 | 0 | 0 | 3963308.7853 | 22823081.0861 | 2034 | 0.18362 | 0.23215 | 0 | 282.83 | 0 | 1615.15 | 376959.9 | 705.5 | 400425.95 | 8506.07 | 0 | 0 | 0 | 0 | 0 | 0 | 0 | 0 | 0 | 0 | 0 | 0 | 0 | 0 | 0 | 0 | 0 | 0 | 0 | 0 | 0 | 0 | 0 | 0 | 0 | 0 | 0 | 0 | 0
2035 | 16923.09 | 16923.09 | 17794.89 | 0 | 0 | 2593.24 | 793292.92 | 126316.73 | 666976.19 | 0 | 369822.1 | 25866.37 | 17798.08 | 326157.65 | 2021615.2987 | 181304.28 | 1209722.1687 | 630588.85 | 3133.64 | 2095.17 | 1038.47 | 0 | 1166248.66 | 3187863.9587 | 19423.008 | 10033.6668 | 783295.3217 | 0 | 11096.31 | 0 | 772199.0117 | 0 | 106083.27 | 4035762.4759 | 24425737.892 | 2035 | 0.18837 | 0.23848 | 0 | 1874.61 | 0 | 1151.33 | 382220.33 | 2055.88 | 399145.62 | 6845.15 | 0 | 0 | 0 | 0 | 0 | 0 | 0 | 0 | 0 | 0 | 0 | 0 | 0 | 0 | 0 | 0 | 0 | 0 | 0 | 0 | 0 | 0 | 0 | 0 | 0 | 0 | 0 | 0 | 0
2036 | 16672.36 | 16672.36 | 17638.22 | 0 | 0 | 2553.48 | 773962.22 | 93927.8 | 680034.42 | 0 | 355315.96 | 21958.68 | 17811.56 | 315545.72 | 2023606.6075 | 155329.79 | 1243326.8075 | 624950.01 | 2804.48 | 1690.77 | 1113.71 | 0 | 1132082.66 | 3155689.2675 | 24237.964 | 11463.1685 | 787284.3942 | 0 | 11096.31 | 0 | 776188.0842 | 0 | 0 | 3978674.7941 | 25888688.3567 | 2036 | 0.18928 | 0.23864 | 0 | 0 | 0 | 1650.4 | 388806.24 | 464.26 | 377426.33 | 5614.99 | 0 | 0 | 0 | 0 | 0 | 0 | 0 | 0 | 0 | 0 | 0 | 0 | 0 | 0 | 0 | 0 | 0 | 0 | 0 | 0 | 0 | 0 | 0 | 0 | 0 | 0 | 0 | 0 | 0
2037 | 16462.37 | 16462.37 | 17389.1 | 0 | 0 | 2531.82 | 773486.37 | 88579.56 | 684906.81 | 0 | 327747.03 | 21208.33 | 17692.51 | 288846.19 | 2030351.1724 | 161309.22 | 1268328.1724 | 600713.78 | 3107.47 | 1934.24 | 1173.23 | 0 | 1104340.87 | 3134692.0424 | 31344.756 | 13126.8207 | 791353.2481 | 0 | 11096.31 | 0 | 780256.9381 | 0 | 0 | 3970516.8671 | 27240494.664 | 2037 | 0.19042 | 0.24119 | 0 | 0 | 0 | 1057.54 | 390718.13 | 630.19 | 374993.03 | 6087.48 | 0 | 0 | 0 | 0 | 0 | 0 | 0 | 0 | 0 | 0 | 0 | 0 | 0 | 0 | 0 | 0 | 0 | 0 | 0 | 0 | 0 | 0 | 0 | 0 | 0 | 0 | 0 | 0 | 0
2038 | 16277.55 | 16277.55 | 17282.13 | 0 | 0 | 2511.6 | 770756.86 | 78128.07 | 692628.79 | 0 | 321756.12 | 19477.48 | 17661.88 | 284616.76 | 2067000.3251 | 167988.37 | 1297120.5851 | 601891.37 | 2539.9 | 1363.59 | 1176.31 | 0 | 1095052.88 | 3162053.2051 | 42150.435 | 15052.7306 | 795503.4791 | 0 | 11096.31 | 0 | 784407.1691 | 0 | 0 | 4014759.8497 | 28506114.4041 | 2038 | 0.19426 | 0.24664 | 0 | 0 | 0 | 2176.16 | 389609.02 | 2296.21 | 371341.93 | 5333.54 | 0 | 0 | 0 | 0 | 0 | 0 | 0 | 0 | 0 | 0 | 0 | 0 | 0 | 0 | 0 | 0 | 0 | 0 | 0 | 0 | 0 | 0 | 0 | 0 | 0 | 0 | 0 | 0 | 0
2039 | 16110.82 | 16110.82 | 17062.65 | 0 | 0 | 2491.13 | 850522.18 | 204425.21 | 646096.97 | 0 | 322426.26 | 20143.49 | 17618.25 | 284664.52 | 2113870.9259 | 174955.01 | 1326549.1559 | 612366.76 | 2456.03 | 965.16 | 1490.87 | 0 | 1175404.47 | 3289275.3959 | 56914.642 | 17271.0234 | 799736.7147 | 0 | 11096.31 | 0 | 788640.4047 | 0 | 0 | 4163197.776 | 29721312.1495 | 2039 | 0.20417 | 0.25841 | 0 | 0 | 0 | 316.08 | 335671.35 | 126.4 | 340404.96 | 2013.15 | 171990.24 | 0 | 0 | 0 | 0 | 0 | 0 | 0 | 0 | 0 | 0 | 0 | 0 | 0 | 0 | 0 | 0 | 0 | 0 | 0 | 0 | 0 | 0 | 0 | 0 | 0 | 0 | 0 | 0
2040 | 15984.11 | 15984.11 | 17075.18 | 1 | 0.17 | 2489.04 | 944598.51 | 370491.83 | 574106.68 | 0 | 335299.91 | 31577.92 | 17894.71 | 285827.28 | 2169725.4749 | 182720.74 | 1361656.2949 | 625348.44 | 3213.19 | 360.68 | 2852.51 | 0 | 1283111.61 | 3452837.0849 | 72163.079 | 19594.2557 | 825614.995 | 3221.68 | 23650.77 | 0 | 792958.305 | 5784.24 | 204743.49 | 4370209.4146 | 30902444.0656 | 2040 | 0.21602 | 0.27341 | 0 | 0 | 0 | 264.57 | 250737.88 | 297.4 | 341825.27 | 3200.6 | 348272.79 | 0 | 0 | 0 | 0 | 0 | 0 | 0 | 0 | 0 | 0 | 0 | 0 | 0 | 0 | 0 | 0 | 0 | 0 | 0 | 0 | 0 | 0 | 0 | 0 | 0 | 0 | 0 | 0
2041 | 15916.4 | 15916.4 | 17057.88 | 0 | 0 | 2471.84 | 1092436.64 | 593844.41 | 498592.23 | 0 | 341906.2 | 40296.47 | 17438.83 | 284170.9 | 2156836.9566 | 132626.92 | 1389992.8566 | 634217.18 | 3473.95 | 469.74 | 3004.21 | 0 | 1437816.79 | 3594653.7466 | 91379.049 | 21181.9122 | 830019.2533 | 3221.68 | 23650.77 | 0 | 797362.5633 | 5784.24 | 0 | 4759865.7293 | 32093595.843 | 2041 | 0.22585 | 0.29905 | 0 | 0 | 0 | 512 | 174829.08 | 285.56 | 335292.79 | 2676.78 | 578840.43 | 0 | 0 | 0 | 0 | 0 | 0 | 0 | 0 | 0 | 0 | 0 | 0 | 0 | 0 | 0 | 0 | 0 | 0 | 0 | 0 | 0 | 0 | 0 | 0 | 0 | 0 | 0 | 0
2042 | 15725.44 | 15725.44 | 17388.53 | 5 | 0.38 | 2443.42 | 1205549.18 | 791671.68 | 413877.5 | 0 | 343367.7 | 47628.47 | 17547.74 | 278191.49 | 2195970.1006 | 136664.96 | 1421480.3206 | 637824.82 | 3398.09 | 390.93 | 3007.16 | 0 | 1552314.97 | 3748285.0706 | 114935.772 | 23009.8197 | 834511.5969 | 3221.68 | 23650.77 | 0 | 801854.9069 | 5784.24 | 0 | 4752444.0936 | 33194794.473 | 2042 | 0.23836 | 0.30221 | 0 | 0 | 0 | 452.1 | 83686.84 | 130.08 | 341005.27 | 1140.11 | 779134.78 | 0 | 0 | 0 | 0 | 0 | 0 | 0 | 0 | 0 | 0 | 0 | 0 | 0 | 0 | 0 | 0 | 0 | 0 | 0 | 0 | 0 | 0 | 0 | 0 | 0 | 0 | 0 | 0
2043 | 15605.62 | 15605.62 | 16805.22 | 0 | 0 | 2430.05 | 1203330.98 | 862661.29 | 340669.69 | 0 | 328418.22 | 49883.38 | 52.84 | 278482 | 2371742.455 | 542750.75 | 1180401.105 | 648590.6 | 5012.68 | 2890.19 | 2122.49 | 0 | 1536761.88 | 3908504.335 | 137790.212 | 25078.5396 | 911367.3872 | 75495.28 | 23650.77 | 0 | 806437.0972 | 5784.24 | 66920 | 5008355.6459 | 34269328.1989 | 2043 | 0.25045 | 0.32093 | 0 | 0 | 0 | 260.77 | 340089.34 | 0 | 27410.52 | 651.27 | 834919.08 | 0 | 0 | 0 | 0 | 0 | 0 | 0 | 0 | 0 | 0 | 0 | 0 | 0 | 0 | 0 | 0 | 0 | 0 | 0 | 0 | 0 | 0 | 0 | 0 | 0 | 0 | 0 | 0
2044 | 15507.15 | 15507.15 | 16750.56 | 0 | 0 | 2418.64 | 1242578.85 | 962923.38 | 279655.47 | 0 | 330172.42 | 51153.28 | 9.71 | 279009.43 | 2439006.7896 | 565149.85 | 1212365.0196 | 661491.92 | 5248.97 | 2177.42 | 3071.55 | 0 | 1578000.24 | 4017007.0296 | 150154.152 | 27065.8031 | 843767.6214 | 3221.68 | 23650.77 | 0 | 811110.9314 | 5784.24 | 0 | 5060365.5033 | 35274598.8911 | 2044 | 0.25904 | 0.32632 | 0 | 0 | 0 | 482.03 | 279543.11 | 0 | 6895.63 | 249.51 | 955408.57 | 0 | 0 | 0 | 0 | 0 | 0 | 0 | 0 | 0 | 0 | 0 | 0 | 0 | 0 | 0 | 0 | 0 | 0 | 0 | 0 | 0 | 0 | 0 | 0 | 0 | 0 | 0 | 0