## Database
| Monthly | [8 empty] | Twelve months-Rolling Average | [7 empty] | Two months-Rolling Average
| Gross Generation | Net Generation | Windmar | PREPA Secondary | PREPA Primary | Secondary Sales | Primary Sales | Transmission Sales | Bus Bar Sales | Net Generation | Windmar | PREPA Secondary | PREPA Primary | Secondary Sales | Primary Sales | Transmission Sales | Bus Bar Sales | Net Generation | Windmar | PREPA Secondary | PREPA Primary | Secondary Sales | Primary Sales | Transmission Sales | Bus Bar Sales
2008-07-01 | 2046560640 | 1977426032 | 0 | 2854460 | 2674786 | 814664378 | 417404116 | 437411102 | 20378
2008-08-01 | 2109229928 | 2033766894 | 0 | 4085050 | 2609797 | 830150870 | 429581815 | 419779039 | 22263
2008-09-01 | 1956665044 | 1883038190 | 0 | 1161896 | 2305566 | 807049367 | 421338738 | 416351497 | 20568
2008-10-01 | 2016723516 | 1941646421 | 0 | 3673281 | 2400293 | 803655270 | 419704958 | 422495767 | 21056
2008-11-01 | 1849536960 | 1782061508 | 0 | 1958661 | 1940559 | 756074399 | 401778561 | 401274727 | 18228
2008-12-01 | 1818314300 | 1752482236 | 0 | 3227234 | 2196388 | 742815446 | 398926708 | 408430972 | 845184
2009-01-01 | 1791939703 | 1721302363 | 0 | 1046891 | 2072006 | 710595275 | 372626392 | 359560970 | 336542
2009-02-01 | 1629002098 | 1557587036 | 0 | 2885944 | 2195459 | 701431490 | 375776447 | 379670989 | 31030
2009-03-01 | 1760216992 | 1686435433 | 0 | 1396420 | 2111961 | 667645716 | 374638938 | 368307669 | 214517
2009-04-01 | 1814290292 | 1736829881 | 0 | 2797476 | 2113563 | 739403563 | 383925787 | 383028727 | -191942
2009-05-01 | 1897357860 | 1816875159 | 0 | 1435124 | 2243470 | 706794401 | 374812261 | 370061079 | 21230
2009-06-01 | 1961090188 | 1873739492 | 0 | 3056313 | 2279473 | 774109748 | 399053754 | 387507754 | 65733
2009-07-01 | 2075271792 | 1992543256 | 0 | 1528063 | 2485842 | 815284452 | 405759692 | 392260037 | 23217 | 21778307869 | 0 | 28252353 | 26954377 | 9055009997 | 4757924051 | 4708729227 | 1427626 | 3866282748 | 0 | 4584376 | 4765315 | 1589394200 | 804813446 | 779767791 | 88950
2009-08-01 | 2097726982 | 2018818431 | 0 | 2906523 | 2489693 | 857757131 | 411234319 | 388003100 | 48856 | 21763359406 | 0 | 27073826 | 26834273 | 9082616258 | 4739576555 | 4676953288 | 1454219 | 4011361687 | 0 | 4434586 | 4975535 | 1673041583 | 816994011 | 780263137 | 72073
2009-09-01 | 2021037638 | 1939580847 | 0 | 1664861 | 2476541 | 848370482 | 417153190 | 402245304 | 20334 | 21819902063 | 0 | 27576791 | 27005248 | 9123937373 | 4735391007 | 4662847095 | 1453985 | 3958399278 | 0 | 4571384 | 4966234 | 1706127613 | 828387509 | 790248404 | 69190
2009-10-01 | 2082767880 | 1997918165 | 0 | 1701434 | 2430414 | 840867253 | 415082633 | 389111479 | 33458 | 21876173807 | 0 | 25604944 | 27035369 | 9161149356 | 4730768682 | 4629462807 | 1466387 | 3937499012 | 0 | 3366295 | 4906955 | 1689237735 | 832235823 | 791356783 | 53792
2009-11-01 | 1907541632 | 1819397359 | 0 | 1677919 | 2463461 | 828558166 | 418994724 | 391216421 | 20206 | 21913509658 | 0 | 25324202 | 27558271 | 9233633123 | 4747984845 | 4619404501 | 1468365 | 3817315524 | 0 | 3379353 | 4893875 | 1669425419 | 834077357 | 780327900 | 53664
2009-12-01 | 1950344333 | 1861346996 | 0 | 1613456 | 2440136 | 805518784 | 410465958 | 381144732 | 20206 | 22022374418 | 0 | 23710424 | 27802019 | 9296336461 | 4759524095 | 4592118261 | 643387 | 3680744355 | 0 | 3291375 | 4903597 | 1634076950 | 829460682 | 772361153 | 40412
2010-01-01 | 1817849367 | 1732145918 | 0 | 1637082 | 2022480 | 776711943 | 378365758 | 348571633 | 22856 | 22033217973 | 0 | 24300615 | 27752493 | 9362453129 | 4765263461 | 4581128924 | 329701 | 3593492914 | 0 | 3250538 | 4462616 | 1582230727 | 788831716 | 729716365 | 43062
2010-02-01 | 1738340302 | 1659859314 | 0 | 1454356 | 2317281 | 733645431 | 377377166 | 362146285 | 444277 | 22135490251 | 0 | 22869027 | 27874315 | 9394667070 | 4766864180 | 4563604220 | 742948 | 3392005232 | 0 | 3091438 | 4339761 | 1510357374 | 755742924 | 710717918 | 467133
2010-03-01 | 1993430032 | 1900965630 | 0 | 1707684 | 2420901 | 783874188 | 403058268 | 378172763 | 21326 | 22350020448 | 0 | 23180291 | 28183255 | 9510895542 | 4795283510 | 4573469314 | 549757 | 3560824944 | 0 | 3162040 | 4738182 | 1517519619 | 780435434 | 740319048 | 465603
2010-04-01 | 1895828399 | 1812949487 | 0 | 1564494 | 1720957 | 800822087 | 401953940 | 383015289 | 26229 | 22426140054 | 0 | 21947309 | 27790649 | 9572314066 | 4813311663 | 4573455876 | 767928 | 3713915117 | 0 | 3272178 | 4141858 | 1584696275 | 805012208 | 761188052 | 47555
2010-05-01 | 2009106846 | 1922542103 | 0 | 1724440 | 2140985 | 801325834 | 400620759 | 396444808 | 197854 | 22531806998 | 0 | 22236625 | 27688164 | 9666845499 | 4839120161 | 4599839605 | 944552 | 3735491590 | 0 | 3288934 | 3861942 | 1602147921 | 802574699 | 779460097 | 224083
2010-06-01 | 1990255960 | 1903491228 | 0 | 1631082 | 2186479 | 864081547 | 402815187 | 390676949 | 20934 | 22561558734 | 0 | 20811394 | 27595170 | 9756817298 | 4842881594 | 4603008800 | 899753 | 3826033331 | 0 | 3355522 | 4327464 | 1665407381 | 803435946 | 787121757 | 218788
2010-07-01 | 2032260588 | 1942413172 | 0 | 1726962 | 2780259 | 829152384 | 408456407 | 371795018 | 20738 | 22511428650 | 0 | 21010293 | 27889587 | 9770685230 | 4845578309 | 4582543781 | 897274 | 3845904400 | 0 | 3358044 | 4966738 | 1693233931 | 811271594 | 762471967 | 41672
2010-08-01 | 2104116516 | 2014438671 | 0 | 1558745 | 1744940 | 853331798 | 408496509 | 391607739 | 19904 | 22507048890 | 0 | 19662515 | 27144834 | 9766259897 | 4842840499 | 4586148420 | 868322 | 3956851843 | 0 | 3285707 | 4525199 | 1682484182 | 816952916 | 763402757 | 40642
2010-09-01 | 2012760928 | 1924049488 | 0 | 1722644 | 2360792 | 865191888 | 409684975 | 387487109 | 21656 | 22491517531 | 0 | 19720298 | 27029085 | 9783081303 | 4835372284 | 4571390225 | 869644 | 3938488159 | 0 | 3281389 | 4105732 | 1718523686 | 818181484 | 779094848 | 41560
2010-10-01 | 2029086020 | 1944802696 | 0 | 1562365 | 2229917 | 836088818 | 421638082 | 389654790 | 21656 | 22438402062 | 0 | 19581229 | 26828588 | 9778302868 | 4841927733 | 4571933536 | 857842 | 3868852184 | 0 | 3285009 | 4590709 | 1701280706 | 831323057 | 777141899 | 43312
2010-11-01 | 1825984076 | 1750232215 | 0 | 930746 | 2309321 | 796537201 | 389377515 | 386922114 | 21656 | 22369236918 | 0 | 18834056 | 26674448 | 9746281903 | 4812310524 | 4567639229 | 859292 | 3695034911 | 0 | 2493111 | 4539238 | 1632626019 | 811015597 | 776576904 | 43312
2010-12-01 | 1795021111 | 1708232019 | 0 | 1448642 | 2147453 | 784513967 | 388231736 | 369657500 | 97549 | 22216121941 | 0 | 18669242 | 26381765 | 9725277086 | 4790076302 | 4556151997 | 936635 | 3458464234 | 0 | 2379388 | 4456774 | 1581051168 | 777609251 | 756579614 | 119205
2011-01-01 | 1762263629 | 1688140538 | 0 | 1287759 | 1961927 | 712872314 | 369442453 | 344547176 | 22991 | 22172116561 | 0 | 18319919 | 26321212 | 9661437457 | 4781152997 | 4552127540 | 936770 | 3396372557 | 0 | 2736401 | 4109380 | 1497386281 | 757674189 | 714204676 | 120540
2011-02-01 | 1629353300 | 1554772167 | 0 | 2672793 | 1883739 | 708571027 | 383452450 | 348955187 | 64418 | 22067029414 | 0 | 19538356 | 25887670 | 9636363053 | 4787228281 | 4538936442 | 556911 | 3242912705 | 0 | 3960552 | 3845666 | 1421443341 | 752894903 | 693502363 | 87409
2011-03-01 | 1814471378 | 1732784138 | 0 | 1855464 | 1951367 | 692226126 | 359505019 | 352235345 | 134761 | 21898847922 | 0 | 19686136 | 25418136 | 9544714991 | 4743675032 | 4512999024 | 670346 | 3287556305 | 0 | 4528257 | 3835106 | 1400797153 | 742957469 | 701190532 | 199179
2011-04-01 | 1793282128 | 1711087594 | 0 | 1366577 | 2062138 | 749584441 | 391499878 | 374729469 | 70041 | 21796986029 | 0 | 19488219 | 25759317 | 9493477345 | 4733220970 | 4504713204 | 714158 | 3443871732 | 0 | 3222041 | 4013505 | 1441810567 | 751004897 | 726964814 | 204802
2011-05-01 | 1890700600 | 1809413837 | 0 | 1487031 | 2014971 | 757309803 | 385141976 | 376764831 | 21237 | 21683857763 | 0 | 19250810 | 25633303 | 9449461314 | 4717742187 | 4485033227 | 537541 | 3520501431 | 0 | 2853608 | 4077109 | 1506894244 | 776641854 | 751494300 | 91278
2011-06-01 | 1938315860 | 1856067599 | 0 | 1234360 | 3323838 | 783824224 | 396421937 | 376348974 | 21085 | 21636434134 | 0 | 18854088 | 26770662 | 9369203991 | 4711348937 | 4470705252 | 537692 | 3665481436 | 0 | 2721391 | 5338809 | 1541134027 | 781563913 | 753113805 | 42322
2011-07-01 | 1930290096 | 1848499754 | 0 | 1381139 | 2191253 | 796550299 | 398110147 | 367354123 | 19857 | 21542520716 | 0 | 18508265 | 26181656 | 9336601906 | 4701002677 | 4466264357 | 536811 | 3704567353 | 0 | 2615499 | 5515091 | 1580374523 | 794532084 | 743703097 | 40942
2011-08-01 | 1956534492 | 1870720239 | 0 | 1263612 | 2192139 | 818772900 | 399925323 | 368011436 | 20084 | 21398802284 | 0 | 18213132 | 26628855 | 9302043008 | 4692431491 | 4442668054 | 536991 | 3719219993 | 0 | 2644751 | 4383392 | 1615323199 | 798035470 | 735365559 | 39941
2011-09-01 | 1949757960 | 1863442206 | 68437.66 | 1576870 | 2298743 | 839712622 | 408814025 | 386078490 | 62523 | 21338195002 | 68437.66 | 18067358 | 26566806 | 9276563742 | 4691560541 | 4441259435 | 577858 | 3734162445 | 68437.66 | 2840482 | 4490882 | 1658485522 | 808739348 | 754089926 | 82607
2011-10-01 | 1979031976 | 1892304282 | 219000.8 | 1274838 | 2290984 | 796968053 | 417004255 | 388997345 | 20267 | 21285696588 | 287438.46 | 17779831 | 26627873 | 9237442977 | 4686926714 | 4440601990 | 576469 | 3755746488 | 287438.46 | 2851708 | 4589727 | 1636680675 | 825818280 | 775075835 | 82790
2011-11-01 | 1827174284 | 1748157371 | 162039.5 | 1313469 | 1955989 | 730316204 | 369798840 | 386629402 | 20267 | 21283621744 | 449477.96 | 18162554 | 26274541 | 9171221980 | 4667348039 | 4440309278 | 575080 | 3640461653 | 381040.3 | 2588307 | 4246973 | 1527284257 | 786803095 | 775626747 | 40534
2011-12-01 | 1785420224 | 1707493659 | 304404 | 1265557 | 2021974 | 728659736 | 377383337 | 337055811 | 18801 | 21282883384 | 753881.96 | 17979469 | 26149062 | 9115367749 | 4656499640 | 4407707589 | 496332 | 3455651030 | 466443.5 | 2579026 | 3977963 | 1458975940 | 747182177 | 723685213 | 39068
2012-01-01 | 1720693908 | 1635869051 | 217875 | 1348135 | 2014949 | 727336370 | 383286608 | 324865994 | 203570 | 21230611897 | 971756.96 | 18039845 | 26202084 | 9129831805 | 4670343795 | 4388026407 | 676911 | 3343362710 | 522279 | 2613692 | 4036923 | 1455996106 | 760669945 | 661921805 | 222371
2012-02-01 | 1637888834 | 1563522916 | 227743 | 1213262 | 1804335 | 690554640 | 358883856 | 348982461 | 21560 | 21239362646 | 1199499.96 | 16580314 | 26122680 | 9111815418 | 4645775201 | 4388053681 | 634053 | 3199391967 | 445618 | 2561397 | 3819284 | 1417891010 | 742170464 | 673848455 | 225130
2012-03-01 | 1755362442 | 1676461595 | 221452 | 1280063 | 1960078 | 706386991 | 374297579 | 360667822 | 21331 | 21183040103 | 1420951.96 | 16004913 | 26131391 | 9125976283 | 4660567761 | 4396486158 | 520623 | 3239984511 | 449195 | 2493325 | 3764413 | 1396941631 | 733181435 | 709650283 | 42891
2012-04-01 | 1766598782 | 1688885282 | 232003 | 10640997 | 1831009 | 736226015 | 357267166 | 340707460 | 0 | 21160837791 | 1652954.96 | 25279333 | 25900262 | 9112617857 | 4626335049 | 4362464149 | 450582 | 3365346877 | 453455 | 11921060 | 3791087 | 1442613006 | 731564745 | 701375282 | 21331
2012-05-01 | 1903208296 | 1819276270 | 208023 | 178824 | 69148 | 733037100 | 271501487 | 392820225 | 59863 | 21170700224 | 1860977.96 | 23971126 | 23954439 | 9088345154 | 4512694560 | 4378519543 | 489208 | 3508161552 | 440026 | 10819821 | 1900157 | 1469263115 | 628768653 | 733527685 | 59863
2012-06-01 | 1977432998 | 1886783482 | 274920 | 2393251 | 2719602 | 786256388 | 481353778 | 393674068 | 157810 | 21201416107 | 2135897.96 | 25130017 | 23350203 | 9090777318 | 4597626401 | 4395844637 | 625933 | 3706059752 | 482943 | 2572075 | 2788750 | 1519293488 | 752855265 | 786494293 | 217673
2012-07-01 | 1953640332 | 1864526617 | 251694 | 930509 | 2385726 | 808849174 | 417135752 | 381756427 | 32150 | 21217442970 | 2387591.96 | 24679387 | 23544676 | 9103076193 | 4616652006 | 4410246941 | 638226 | 3751310099 | 526614 | 3323760 | 5105328 | 1595105562 | 898489530 | 775430495 | 189960
2012-08-01 | 1993473786 | 1905891819 | 260395.4 | 878434 | 2509433 | 794871361 | 413017912 | 360269181 | 21621 | 21252614550 | 2647987.36 | 24294209 | 23861970 | 9079174654 | 4629744595 | 4402504686 | 639763 | 3770418436 | 512089.4 | 1808943 | 4895159 | 1603720535 | 830153664 | 742025608 | 53771
2012-09-01 | 1965258434 | 1879556117 | 252122 | 1045686 | 3420817 | 847174971 | 404824001 | 357252490 | 20952 | 21268728461 | 2831671.7 | 23763025 | 24984044 | 9086637003 | 4625754571 | 4373678686 | 598192 | 3785447936 | 512517.4 | 1924120 | 5930250 | 1642046332 | 817841913 | 717521671 | 42573
2012-10-01 | 1990228040.7 | 1897965584.7 | 189640 | 1197498 | 2647417 | 830441245 | 423967911 | 373489987 | 51335 | 21274389763.7 | 2802310.9 | 23685685 | 25340477 | 9120110195 | 4632718227 | 4358171328 | 629260 | 3777521701.7 | 441762 | 2243184 | 6068234 | 1677616216 | 828791912 | 730742477 | 72287
2012-11-01 | 1860398628.47 | 1773930433.47 | 244835 | 1036022 | 2556526 | 847547735 | 371368762 | 377418915 | 21000 | 21300162826.17 | 2885106.4 | 23408238 | 25941014 | 9237341726 | 4634288149 | 4348960841 | 629993 | 3671896018.17 | 434475 | 2233520 | 5203943 | 1677988980 | 795336673 | 750908902 | 72335
2012-12-01 | 1779025468.75 | 1700844906.75 | 232486.2 | 995942 | 2383687 | 818954281 | 365821862 | 370038076 | 21778 | 21293514073.92 | 2813188.6 | 23138623 | 26302727 | 9327636271 | 4622726674 | 4381943106 | 632970 | 3474775340.22 | 477321.2 | 2031964 | 4940213 | 1666502016 | 737190624 | 747456991 | 42778
2013-01-01 | 1713900053.07 | 1636571937.07 | 232805 | 983404 | 1238918 | 733693458 | 348527257 | 326532975 | 53285 | 21294216959.99 | 2828118.6 | 22773892 | 25526696 | 9333993359 | 4587967323 | 4383610087 | 482685 | 3337416843.82 | 465291.2 | 1979346 | 3622605 | 1552647739 | 714349119 | 696571051 | 75063
2013-02-01 | 1562346915.28 | 1489794898.28 | 260187 | 956056 | 3000606 | 683468429 | 389801813 | 329003558 | 618769 | 21220488942.27 | 2860562.6 | 22516686 | 26722967 | 9326907148 | 4618885280 | 4363631184 | 1079894 | 3126366835.35 | 492992 | 1939460 | 4239524 | 1417161887 | 738329070 | 655536533 | 672054
2013-03-01 | 1745226455.26 | 1670295322.26 | 272405.7 | 1068610 | 2152285 | 663801021 | 404146612 | 339317330 | 184159 | 21214322669.53 | 2911516.3 | 22305233 | 26915174 | 9284321178 | 4648734313 | 4342280692 | 1242722 | 3160090220.54 | 532592.7 | 2024666 | 5152891 | 1347269450 | 793948425 | 668320888 | 802928
2013-04-01 | 1746937461.53 | 1680805149.53 | 264149.6 | 1039531 | 2101644 | 731041044 | 404760589 | 355598369 | 89607 | 21206242537.06 | 2943662.9 | 12703767 | 27185809 | 9279136207 | 4696227736 | 4357171601 | 1332329 | 3351100471.79 | 536555.3 | 2108141 | 4253929 | 1394842065 | 808907201 | 694915699 | 273766
2013-05-01 | 1844343371.629 | 1773341767.629 | 240768.4 | 1057072 | 1791282 | 726154479 | 395897817 | 346102336 | 19962 | 21160308034.689 | 2976408.3 | 13582015 | 28907943 | 9272253586 | 4820624066 | 4310453712 | 1292428 | 3454146917.159 | 504918 | 2096603 | 3892926 | 1457195523 | 800658406 | 701700705 | 109569
2013-06-01 | 1797043592.65 | 1732485902.65 | 259468.4 | 1028485 | 2384026 | 765173908 | 389812587 | 355266956 | 22227 | 21006010455.339 | 2960956.7 | 12217249 | 28572367 | 9251171106 | 4729082875 | 4272046600 | 1156845 | 3505827670.279 | 500236.8 | 2085557 | 4175308 | 1491328387 | 785710404 | 701369292 | 42189
2013-07-01 | 1873849426.425 | 1798627683.425 | 448497.5 | 1012414 | 2204382 | 771977270 | 402396562 | 356047452 | 184310 | 20940111521.764 | 3157760.2 | 12299154 | 28391023 | 9214299202 | 4714343685 | 4246337625 | 1309005 | 3531113586.075 | 707965.9 | 2040899 | 4588408 | 1537151178 | 792209149 | 711314408 | 206537
2013-08-01 | 1948533354.26 | 1868353017.26 | 355176 | 1022040 | 2108406 | 785175700 | 395910208 | 363340762 | 590965 | 20902572720.024 | 3252540.8 | 12442760 | 27989996 | 9204603541 | 4697235981 | 4249409206 | 1878349 | 3666980700.685 | 803673.5 | 2034454 | 4312788 | 1557152970 | 798306770 | 719388214 | 775275
2013-09-01 | 1895254789.753 | 1817660394.753 | 431491 | 1057615 | 2459573 | 819471051 | 405212937 | 348496807 | 19499 | 20840676997.777 | 3431909.8 | 12454689 | 27028752 | 9176899621 | 4697624917 | 4240653523 | 1876896 | 3686013412.013 | 786667 | 2079655 | 4567979 | 1604646751 | 801123145 | 711837569 | 610464
2013-10-01 | 1925394581.541 | 1843979429.541 | 413397.1 | 1109817 | 2413390 | 814762856 | 406126995 | 368250336 | 19147 | 20786690842.618 | 3655666.9 | 12367008 | 26794725 | 9161221232 | 4679784001 | 4235413872 | 1844708 | 3661639824.294 | 844888.1 | 2167432 | 4872963 | 1634233907 | 811339932 | 716747143 | 38646
2013-11-01 | 1741413450.513 | 1675695056.513 | 326991.495 | 1069863 | 2481055 | 753020287 | 407987984 | 341597409 | 20003 | 20688455465.661 | 3737823.395 | 12400849 | 26719254 | 9066693784 | 4716403223 | 4199592366 | 1843711 | 3519674486.054 | 740388.595 | 2179680 | 4894445 | 1567783143 | 814114979 | 709847745 | 39150
2013-12-01 | 1695129851.174 | 1629374329.174 | 382056.105 | 941588 | 2233935 | 675241514 | 363653535 | 328945223 | 19956 | 20616984888.085 | 3887393.3 | 12346495 | 26569502 | 8922981017 | 4714234896 | 4158499513 | 1841889 | 3305069385.687 | 709047.6 | 2011451 | 4714990 | 1428261801 | 771641519 | 670542632 | 39959
2014-01-01 | 1677749763.475 | 1609323545.475 | 422994.93 | 968147 | 1636725 | 684800413.75 | 362577455.55 | 317197097 | 47648 | 20589736496.49 | 4077583.23 | 12331238 | 26967309 | 8874087972.75 | 4728285094.55 | 4149163635 | 1836252 | 3238697874.649 | 805051.035 | 1909735 | 3870660 | 1360041927.75 | 726230990.55 | 646142320 | 67604
2014-02-01 | 1527668537.8 | 1466794455.8 | 367687.335 | 956962 | 1782101 | 659666920.512 | 350760543.569 | 328046494.117 | 401271 | 20566736054.01 | 4185083.565 | 12332144 | 25748804 | 8850286464.262 | 4689243825.119 | 4148206571.117 | 1618754 | 3076118001.275 | 790682.265 | 1925109 | 3418826 | 1344467334.262 | 713337999.119 | 645243591.117 | 448919
2014-03-01 | 1745333152.001 | 1674526637.001 | 409763.475 | 935831 | 1344712 | 679706332 | 370814638 | 339391815 | 22239 | 20570967368.751 | 4322441.34 | 12199365 | 24941231 | 8866191775.262 | 4655911851.119 | 4148281056.117 | 1456834 | 3141321092.801 | 777450.81 | 1892793 | 3126813 | 1339373252.512 | 721575181.569 | 667438309.117 | 423510
2014-04-01 | 1712467140 | 1648865581 | 389502 | 922335 | 1421698 | 673485780 | 371608731 | 328713640 | 25815 | 20539027800.221 | 4447793.74 | 12082169 | 24261285 | 8808636511.262 | 4622759993.119 | 4121396327.117 | 1393042 | 3323392218.001 | 799265.475 | 1858166 | 2766410 | 1353192112 | 742423369 | 668105455 | 48054
2014-05-01 | 1784022637.136 | 1714911153.136 | 360341.94 | 982958 | 1760585 | 717999316 | 372037995 | 323768158 | 22717 | 20480597185.728 | 4567367.28 | 12008055 | 24230588 | 8800481348.262 | 4598900171.119 | 4099062149.117 | 1395797 | 3363776734.136 | 749843.94 | 1905293 | 3182283 | 1391485096 | 743646726 | 652481798 | 48532
2014-06-01 | 1831254168.677 | 1755469388.677 | 334498.485 | 1007155 | 1941455 | 742663438 | 392403012 | 358120082 | 24264 | 20503580671.755 | 4642397.365 | 11986725 | 23788017 | 8777970878.262 | 4601490596.119 | 4101915275.117 | 1397834 | 3470380541.813 | 694840.425 | 1990113 | 3702040 | 1460662754 | 764441007 | 681888240 | 46981
2014-07-01 | 1869515228.262 | 1802791171.262 | 397354.485 | 1001115 | 1856964 | 770612222 | 379815570 | 349994713 | 21985 | 20507744159.592 | 4591254.35 | 11975426 | 23440599 | 8776605830.262 | 4578909604.119 | 4095862536.117 | 1235509 | 3558260559.939 | 731852.97 | 2008270 | 3798419 | 1513275660 | 772218582 | 708114795 | 46249
2014-08-01 | 1869083333.527 | 1806998137.527 | 407718.84 | 1011592.28 | 1697186.27 | 789887161 | 396036167 | 351540520 | 23641 | 20446389279.859 | 4643797.19 | 11964978.28 | 23029379.27 | 8781317291.262 | 4579035563.119 | 4084062294.117 | 668185 | 3609789308.789 | 805073.325 | 2012707.28 | 3554150.27 | 1560499383 | 775851737 | 701535233 | 45626
2014-09-01 | 1794730412.034 | 1731901533.034 | 421672.77 | 962037.19 | 1769217.59 | 772846295 | 409175059 | 361084558 | 30715 | 20360630418.14 | 4633978.96 | 11869400.47 | 22339023.86 | 8734692535.262 | 4582997685.119 | 4096650045.117 | 679401 | 3538899670.561 | 829391.61 | 1973629.47 | 3466403.86 | 1562733456 | 805211226 | 712625078 | 54356
2014-10-01 | 1895466576.012 | 1823026544.012 | 441969.09 | 1082396.66 | 1788936.11 | 778002687 | 402728557 | 349503979 | 22187 | 20339677532.611 | 4662550.95 | 11841980.13 | 21714569.97 | 8697932366.262 | 4579599247.119 | 4077903688.117 | 682441 | 3554928077.046 | 863641.86 | 2044433.85 | 3558153.7 | 1550848982 | 811903616 | 710588537 | 52902
2014-11-01 | 1684326465.438 | 1623328133.438 | 405484.365 | 997942.09 | 1768979.638 | 741579136 | 344846315 | 388584055 | 34596 | 20287310609.536 | 4741043.82 | 11770059.22 | 21002494.608 | 8686491215.262 | 4516457578.119 | 4124890334.117 | 697034 | 3446354677.45 | 847453.455 | 2080338.75 | 3557915.748 | 1519581823 | 747574872 | 738088034 | 56783
2014-12-01 | 1670346915.852 | 1609466664.852 | 436940.79 | 891653.17 | 1527782.96 | 654228200 | 333642109 | 331156141 | 21572 | 20267402945.214 | 4795928.505 | 11720124.39 | 20296342.568 | 8665477901.262 | 4486446152.119 | 4127101252.117 | 698650 | 3232794798.29 | 842425.155 | 1889595.26 | 3296762.598 | 1395807336 | 678488424 | 719740196 | 56168
2015-01-01 | 1635836636.859 | 1567761555.859 | 424371.75 | 877727.84 | 1617502.186 | 689706300 | 354528438 | 317424223 | 23777 | 20225840955.598 | 4797305.325 | 11629705.23 | 20277119.754 | 8670383787.512 | 4478397134.569 | 4127328378.117 | 674779 | 3177228220.711 | 861312.54 | 1769381.01 | 3145285.146 | 1343934500 | 688170547 | 648580364 | 45349
2015-02-01 | 1521502218.206 | 1455634741.206 | 387976.71 | 889387.22 | 1660659.832 | 688401275 | 352305905 | 324386954 | 21719 | 20214681241.004 | 4817594.7 | 11562130.45 | 20155678.586 | 8699118142 | 4479942496 | 4123668838 | 295227 | 3023396297.065 | 812348.46 | 1767115.06 | 3278162.018 | 1378107575 | 706834343 | 641811177 | 45496
2015-03-01 | 1665024386.484 | 1590793390.484 | 454796.265 | 863654 | 1464729 | 654470987 | 343575918 | 321923237 | 1061662 | 20130947994.487 | 4862627.49 | 11489953.45 | 20275695.586 | 8673882797 | 4452703776 | 4106200260 | 1334650 | 3046428131.69 | 842772.975 | 1753041.22 | 3125388.832 | 1342872262 | 695881823 | 646310191 | 1083381
2015-04-01 | 1690270292.953 | 1620528016.953 | 460892.565 | 862966 | 1508524 | 678166796 | 342810165 | 332084292 | 90622 | 20102610430.44 | 4934018.055 | 11430584.45 | 20362521.586 | 8678563813 | 4423905210 | 4109570912 | 1399457 | 3211321407.437 | 915688.83 | 1726620 | 2973253 | 1332637783 | 686386083 | 654007529 | 1152284
2015-05-01 | 1803919905.427 | 1735759472.427 | 401710.2 | 898655 | 1556941 | 743002453 | 378326909 | 334239174 | 22649 | 20123458749.731 | 4975386.315 | 11346281.45 | 20158877.586 | 8703566950 | 4430194124 | 4120041928 | 1399389 | 3356287489.38 | 862602.765 | 1761621 | 3065465 | 1421169249 | 721137074 | 666323466 | 113271
2015-06-01 | 1798820220.307 | 1734212507.307 | 420811.695 | 750386 | 1575575 | 745769320 | 362350462 | 356095764 | 23075 | 20102201868.361 | 5061699.525 | 11089512.45 | 19792997.586 | 8706672832 | 4400141574 | 4118017610 | 1398200 | 3469971979.734 | 822521.895 | 1649041 | 3132516 | 1488771773 | 740677371 | 690334938 | 45724
2015-07-01 | 1859150896.556 | 1789827827.556 | 471571.455 | 1092421.778 | 3589215.974 | 768346336 | 365001784 | 355840407 | 22540 | 20089238524.655 | 5135916.495 | 11180819.228 | 21525249.56 | 8704406946 | 4385327788 | 4123863304 | 1398755 | 3524040334.863 | 892383.15 | 1842807.778 | 5164790.974 | 1514115656 | 727352246 | 711936171 | 45615
2015-08-01 | 1864615428.506 | 1786620061.506 | 428804.355 | 791010 | 3717617 | 793846297 | 383185903 | 350903545 | 22638 | 20068860448.634 | 5157002.01 | 10960236.948 | 23545680.29 | 8708366082 | 4372477524 | 4123226329 | 1397752 | 3576447889.062 | 900375.81 | 1883431.778 | 7306832.974 | 1562192633 | 748187687 | 706743952 | 45178
2015-09-01 | 1812332164.301 | 1749132984.301 | 397404.855 | 804853 | 2183931 | 779044748.38 | 347552877.54 | 348785032.24 | 47689 | 20086091899.901 | 5132734.095 | 10803052.758 | 23960393.7 | 8714564535.38 | 4310855342.54 | 4110926803.24 | 1414726 | 3535753045.807 | 826209.21 | 1595863 | 5901548 | 1572891045.38 | 730738780.54 | 699688577.24 | 70327
2015-10-01 | 1868464920.733 | 1791715929.733 | 419221.77 | 472947 | 2513255 | 797081706 | 374161532 | 343855980 | 21128 | 20054781285.622 | 5109986.775 | 10193603.098 | 24684712.59 | 8733643554.38 | 4282288317.54 | 4105278804.24 | 1413667 | 3540848914.034 | 816626.625 | 1277800 | 4697186 | 1576126454.38 | 721714409.54 | 692641012.24 | 68817
2015-11-01 | 1675791019.378 | 1607374243.378 | 382715.37 | 988269 | 2146020 | 750325650 | 375584148 | 352483620 | 25403 | 20038827395.562 | 5087217.78 | 10183930.008 | 25061752.952 | 8742390068.38 | 4313026150.54 | 4069178369.24 | 1404474 | 3399090173.111 | 801937.14 | 1461216 | 4659275 | 1547407356 | 749745680 | 696339600 | 46531
2015-12-01 | 1710303347.41 | 1647473870.41 | 412748.985 | 775529.537 | 2068754.521 | 712709327 | 360546019 | 354721909 | 21031 | 20076834601.12 | 5063025.975 | 10067806.375 | 25602724.513 | 8800871195.38 | 4339930060.54 | 4092744137.24 | 1403933 | 3254848113.788 | 795464.355 | 1763798.537 | 4214774.521 | 1463034977 | 736130167 | 707205529 | 46434
2016-01-01 | 1612367623.902 | 1551715229.902 | 388075.47 | 667 | 1953755 | 721562598 | 341485264 | 305208640 | 46976 | 20060788275.163 | 5026729.695 | 9190745.535 | 25938977.327 | 8832727493.38 | 4326886886.54 | 4080528554.24 | 1427132 | 3199189100.312 | 800824.455 | 776196.537 | 4022509.521 | 1434271925 | 702031283 | 659930549 | 68007
2016-02-01 | 1561166748.357 | 1503175944.357 | 425569.155 | 17911 | 1525916 | 681159290 | 344331557 | 311391901 | 22632 | 20108329478.314 | 5064322.14 | 8319269.315 | 25804233.495 | 8825485508.38 | 4318912538.54 | 4067533501.24 | 1428045 | 3054891174.259 | 813644.625 | 18578 | 3479671 | 1402721888 | 685816821 | 616600541 | 69608
2016-03-01 | 1652715265.068 | 1591673615.068 | 436776.615 | 1710076.975 | 2360252.675 | 688012416 | 358455895 | 343796049 | 27194 | 20109209702.898 | 5046302.49 | 9165692.29 | 26699757.17 | 8859026937.38 | 4333792515.54 | 4089406313.24 | 393577 | 3094849559.425 | 862345.77 | 1727987.975 | 3886168.675 | 1369171706 | 702787452 | 655187950 | 49826
2016-04-01 | 1674670585.742 | 1615534854.742 | 369223.14 | 844923.419 | 2507540.249 | 693247086 | 341624026 | 317909008 | 21724 | 20104216540.687 | 4954633.065 | 9147649.709 | 27698773.419 | 8874107227.38 | 4332606376.54 | 4075231029.24 | 324679 | 3207208469.81 | 805999.755 | 2555000.394 | 4867792.924 | 1381259502 | 700079921 | 661705057 | 48918
2016-05-01 | 1797196480.299 | 1733928713.299 | 430860.39 | 908512.727 | 2075241.328 | 722678837 | 362352761 | 332923558 | 21712 | 20102385781.559 | 4983783.255 | 9157507.436 | 28217073.747 | 8853783611.38 | 4316632228.54 | 4073915413.24 | 323742 | 3349463568.041 | 800083.53 | 1753436.146 | 4582781.577 | 1415925923 | 703976787 | 650832566 | 43436
2016-06-01 | 1806386448.275 | 1740132377.275 | 416227.125 | 920978.297 | 1874825.634 | 777018491 | 370082140 | 344686865 | 1222243 | 20108305651.527 | 4979198.685 | 9328099.733 | 28516324.381 | 8885032782.38 | 4324363906.54 | 4062506514.24 | 1522910 | 3474061090.574 | 847087.515 | 1829491.024 | 3950066.962 | 1499697328 | 732434901 | 677610423 | 1243955
2016-07-01 | 1820319822.597 | 1759593793.597 | 414316.935 | 967854.132 | 1938430.748 | 802583293 | 372762959 | 346072571 | 22217 | 20078071617.568 | 4921944.165 | 9203532.087 | 26865539.155 | 8919269739.38 | 4332125081.54 | 4052738678.24 | 1522587 | 3499726170.872 | 830544.06 | 1888832.429 | 3813256.382 | 1579601784 | 742845099 | 690759436 | 1244460
2016-08-01 | 1882532315.471 | 1814716000.471 | 389971.545 | 940344 | 1987672 | 799374106 | 357466873 | 339611640 | 20208 | 20106167556.533 | 4883111.355 | 9352866.087 | 25135594.155 | 8924797548.38 | 4306406051.54 | 4041446773.24 | 1520157 | 3574309794.068 | 804288.48 | 1908198.132 | 3926102.748 | 1601957399 | 730229832 | 685684211 | 42425
2016-09-01 | 1714061639.787 | 1650886487.787 | 367851.735 | 1185157 | 2554070 | 830749165.2567 | 380837107.37 | 341814358.12 | 21918 | 20007921060.019 | 4853558.235 | 9733170.087 | 25505733.155 | 8976501965.2567 | 4339690281.37 | 4034476099.12 | 1494386 | 3465602488.258 | 757823.28 | 2125501 | 4541742 | 1630123271.2567 | 738303980.37 | 681425998.12 | 42126
2016-10-01 | 1804808587.09 | 1735033512.09 | 303656.52 | 1035217 | 1921681 | 764558508 | 360775661 | 321762104 | 252695 | 19951238642.376 | 4737992.985 | 10295440.087 | 24914159.155 | 8943978767.2567 | 4326304410.37 | 4012382223.12 | 1725953 | 3385919999.877 | 671508.255 | 2220374 | 4475751 | 1595307673.2567 | 741612768.37 | 663576462.12 | 274613
2016-11-01 | 1643021981.116 | 1576432528.116 | 331177.395 | 884918.735 | 1757724.039 | 752670888 | 323233615 | 372766140 | 93839 | 19920296927.114 | 4686455.01 | 10192089.822 | 24525863.194 | 8946324005.2567 | 4273953877.37 | 4032664743.12 | 1794389 | 3311466040.206 | 634833.915 | 1920135.735 | 3679405.039 | 1517229396 | 684009276 | 694528244 | 346534
2016-12-01 | 1670212202.241 | 1602806495.241 | 415259.925 | 877846 | 1663764 | 729377923 | 359882647 | 324774318 | -51063 | 19875629551.945 | 4688965.95 | 10294406.285 | 24120872.673 | 8962992601.2567 | 4273290505.37 | 4002717152.12 | 1722295 | 3179239023.357 | 746437.32 | 1762764.735 | 3421488.039 | 1482048811 | 683116262 | 697540458 | 42776
2017-01-01 | 1543336486.195 | 1483905605.195 | 449453.355 | 850422 | 1769989 | 701956535 | 346297171 | 310632691 | 22036 | 19807819927.238 | 4750343.835 | 11144161.285 | 23937106.673 | 8943386538.2567 | 4278102412.37 | 4008141203.12 | 1697355 | 3086712100.436 | 864713.28 | 1728268 | 3433753 | 1431334458 | 706179818 | 635407009 | -29027
2017-02-01 | 1455987444.084 | 1395205377.084 | 419258.79 | 797203.673 | 1534026.822 | 639570805 | 326250603 | 289724887 | 21863 | 19699849359.965 | 4744033.47 | 11923453.958 | 23945217.495 | 8901798053.2567 | 4260021458.37 | 3986474189.12 | 1696586 | 2879110982.279 | 868712.145 | 1647625.673 | 3304015.822 | 1341527340 | 672547774 | 600357578 | 43899
2017-03-01 | 1604616505.229 | 1546544534.229 | 422849.88 | 822957.833 | 2496554.185 | 682380224 | 349497236 | 334802686 | 23855 | 19654720279.126 | 4730106.735 | 11036334.816 | 24081519.005 | 8896165861.2567 | 4251062799.37 | 3977480826.12 | 1693247 | 2941749911.313 | 842108.67 | 1620161.506 | 4030581.007 | 1321951029 | 675747839 | 624527573 | 45718
2017-04-01 | 1579602167.873 | 1521881489.873 | 403161.96 | 836714.343 | 1762841.193 | 677350833 | 338272865 | 302341623 | 21470 | 19561066914.257 | 4764045.555 | 11028125.74 | 23336819.949 | 8880269608.2567 | 4247711638.37 | 3961913441.12 | 1692993 | 3068426024.102 | 826011.84 | 1659672.176 | 4259395.378 | 1359731057 | 687770101 | 637144309 | 45325
2017-05-01 | 1746124020.129 | 1680734492.129 | 393121.74 | 831425 | 1928050 | 719116401 | 366240073 | 324317269 | 25250 | 19507872693.087 | 4726306.905 | 10951038.013 | 23189628.621 | 8876707172.2567 | 4251598950.37 | 3953307152.12 | 1696531 | 3202615982.002 | 796283.7 | 1668139.343 | 3690891.193 | 1396467234 | 704512938 | 626658892 | 46720
2017-06-01 | 1730529470.929 | 1676465910.929 | 423103.8 | 867213.682 | 1962065.944 | 790221032 | 365546604 | 329578927 | 139726 | 19444206226.741 | 4733183.58 | 10897273.398 | 23276868.931 | 8889909713.2567 | 4247063414.37 | 3938199214.12 | 614014 | 3357200403.058 | 816225.54 | 1698638.682 | 3890115.944 | 1509337433 | 731786677 | 653896196 | 164976
2017-07-01 | 1793736104.314 | 1729963133.314 | 428532.24 | 815033.392 | 1983701.338 | 775339658 | 357512677 | 334761846 | 127071 | 19414575566.458 | 4747398.885 | 10744452.658 | 23322139.521 | 8862666078.2567 | 4231813132.37 | 3926888489.12 | 718868 | 3406429044.243 | 851636.04 | 1682247.074 | 3945767.282 | 1565560690 | 723059281 | 664340773 | 266797
2017-08-01 | 1862204254.218 | 1798991520.218 | 454212.12 | 895212.443 | 2283666.061 | 816159075 | 367504923 | 336499854 | -4046 | 19398851086.205 | 4811639.46 | 10699321.101 | 23618133.582 | 8879451047.2567 | 4241851182.37 | 3923776703.12 | 694614 | 3528954653.532 | 882744.36 | 1710245.835 | 4267367.399 | 1591498733 | 725017600 | 671261700 | 123025
2017-09-01 | 924371285.605 | 882480050.605 | 204586.875 | 731817.789 | 1692114.315 | 718210482 | 236063612 | 223098453 | 92399 | 18630444649.023 | 4648374.6 | 10245981.89 | 22756177.897 | 8766912364 | 4097077687 | 3805060798 | 765095 | 2681471570.823 | 658798.995 | 1627030.232 | 3975780.376 | 1534369557 | 603568535 | 559598307 | 88353
2017-10-01 | 305915575 | 272594804 | 1507.77 | 615754.449 | 1089178.123 | 819925266 | 483692269 | 333495095 | 1932653 | 17168005940.933 | 4346225.85 | 9826519.339 | 21923675.02 | 8822279122 | 4219994295 | 3816793789 | 2445053 | 1155074854.605 | 206094.645 | 1347572.238 | 2781292.438 | 1538135748 | 719755881 | 556593548 | 2025052
2017-11-01 | 770511923 | 720449898 | 201981.495 | 413061.6 | 882612.344 | -713039984 | -212809577 | -124090945 | 813078 | 16312023310.817 | 4217029.95 | 9354662.204 | 21048563.325 | 7356568250 | 3683951103 | 3319936704 | 3164292 | 993044702 | 203489.265 | 1028816.049 | 1971790.467 | 106885282 | 270882692 | 209404150 | 2745731
2017-12-01 | 1039500380 | 984204000 | 305964.165 | 49916 | 58639 | 258181948 | 125202198 | 177850138 | 0 | 15693420815.576 | 4107734.19 | 8526732.204 | 19443438.325 | 6885372275 | 3449270654 | 3173012524 | 3215355 | 1704653898 | 507945.66 | 462977.6 | 941251.344 | -454858036 | -87607379 | 53759193 | 813078
2018-01-01 | 1155895691 | 1094429336 | 304148.55 | 539305 | 92991 | 546269132 | 218820655 | 254370166 | 0 | 15303944546.381 | 3962429.385 | 8215615.204 | 17766440.325 | 6729684872 | 3321794138 | 3116749999 | 3193319 | 2078633336 | 610112.715 | 589221 | 151630 | 804451080 | 344022853 | 432220304 | 0
2018-02-01 | 1057942415.5 | 999689810.5 | 362627.94 | 948563 | 3650449 | 500648907 | 420468230 | 334983175 | 0 | 14908428979.797 | 3905798.535 | 8366974.531 | 19882862.503 | 6590762974 | 3416011765 | 3162008287 | 3171456 | 2094119146.5 | 666776.49 | 1487868 | 3743440 | 1046918039 | 639288885 | 589353341 | 0
2018-03-01 | 1320218935.8 | 1275085803.8 | 442296.465 | 930864 | 3498257 | 568464970 | 250609955 | 212829517 | 0 | 14636970249.368 | 3925245.12 | 8474880.698 | 20884565.318 | 6476847720 | 3317124484 | 3040035118 | 3147601 | 2274775614.3 | 804924.405 | 1879427 | 7148706 | 1069113877 | 671078185 | 547812692 | 0
2018-04-01 | 1351113707.786 | 1312205540.786 | 352240.5 | 39910 | 927431 | 596912074 | 339874958 | 450031290 | 3857890 | 14427294300.281 | 3874323.66 | 7678076.355 | 20049155.125 | 6396408961 | 3318726577 | 3187724785 | 6984021 | 2587291344.586 | 794536.965 | 970774 | 4425688 | 1165377044 | 590484913 | 662860807 | 3857890
2018-05-01 | 1492642403.447 | 1445359421.447 | 316034.565 | 20779 | 31393 | 737493102 | 388353813 | 291292442 | 255672 | 14191919229.599 | 3797236.485 | 6867430.355 | 18152498.125 | 6414785662 | 3340840317 | 3154699958 | 7214443 | 2757564962.233 | 668275.065 | 60689 | 958824 | 1334405176 | 728228771 | 741323732 | 4113562
2018-06-01 | 1579263470.387 | 1520202962.387 | 331500.18 | 1310674 | 2885261 | 657077212 | 313937756 | 308509357 | 168517 | 14035656281.057 | 3705632.865 | 7310890.673 | 19075693.181 | 6281641842 | 3289231469 | 3133630388 | 7243234 | 2965562383.834 | 647534.745 | 1331453 | 2916654 | 1394570314 | 702291569 | 599801799 | 424189
2018-07-01 | 1647558649.449 | 1587154859.449 | 326508.81 | 928992 | 1875096 | 717522787 | 318734003 | 295102325 | 20161 | 13892848007.192 | 3603609.435 | 7424849.281 | 18967087.843 | 6223824971 | 3250452795 | 3093970867 | 7136324 | 3107357821.836 | 658008.99 | 2239666 | 4760357 | 1374599999 | 632671759 | 603611682 | 188678
2018-08-01 | 1659127412.659 | 1601145214.659 | 371920.005 | 894228 | 2264235 | 742958185 | 338930777 | 332354011 | 260529 | 13695001701.633 | 3521317.32 | 7423864.838 | 18947656.782 | 6150624081 | 3221878649 | 3089825024 | 7400899 | 3188300074.108 | 698428.815 | 1823220 | 4139331 | 1460480972 | 657664780 | 627456336 | 280690
2018-09-01 | 1604309015.546 | 1545194340.546 | 365793.105 | 928075 | 1965934 | 729162382 | 372373997 | 339349167 | 65641 | 14357715991.574 | 3682523.55 | 7620122.049 | 19221476.467 | 6161575981 | 3358189034 | 3206075738 | 7374141 | 3146339555.205 | 737713.11 | 1822303 | 4230169 | 1472120567 | 711304774 | 671703178 | 326170
2018-10-01 | 1598413646.12 | 1536067980.12 | 409004.04 | 820989 | 1804841 | 898479208 | 384835539 | 347071900 | 20719 | 15621189167.694 | 4090019.82 | 7825356.6 | 19937139.344 | 6240129923 | 3259332304 | 3219652543 | 5462207 | 3081262320.666 | 774797.145 | 1749064 | 3770775 | 1627641590 | 757209536 | 686421067 | 86360
2018-11-01 | 1500024254.074 | 1442319926.074 | 420168.99 | 1188804 | 3058083 | 676060618 | 305818283 | 332825826 | -3141110 | 16343059195.768 | 4308207.315 | 8601099 | 22112610 | 7629230525 | 3777960164 | 3676569314 | 1508019 | 2978387906.194 | 829173.03 | 2009793 | 4862924 | 1574539826 | 690653822 | 679897726 | -3120391
2018-12-01 | 1481656158.627 | 1425916591.627 | 421942.71 | 825553 | 1622320 | 657842992 | 335054401 | 298010248 | 36574 | 16784771787.395 | 4424185.86 | 9376736 | 23676291 | 8028891569 | 3987812367 | 3796729424 | 1544593 | 2868236517.701 | 842111.7 | 2014357 | 4680403 | 1333903610 | 640872684 | 630836074 | -3104536
2019-01-01 | 1409614889.205 | 1363415832.205 | 408587.16 | 737953 | 1541465 | 623488196 | 282982278 | 286204992 | 23001 | 17053758283.6 | 4528624.47 | 9575384 | 25124765 | 8106110633 | 4051973990 | 3828564250 | 1567594 | 2789332423.832 | 830529.87 | 1563506 | 3163785 | 1281331188 | 618036679 | 584215240 | 59575
2019-02-01 | 1311978584.909 | 1265314085.909 | 401071.08 | 768292 | 2041939 | 582840145 | 247180504 | 276161149 | 21916 | 17319382559.009 | 4567067.61 | 9395113 | 23516255 | 8188301871 | 3878686264 | 3769742224 | 1589510 | 2628729918.114 | 809658.24 | 1506245 | 3583404 | 1206328341 | 530162782 | 562366141 | 44917
2019-03-01 | 1480842432.108 | 1425994633.108 | 437501.325 | 762495 | 2094325 | 602147636 | 316591515 | 300931219 | 24507 | 17470291388.317 | 4562272.47 | 9226744 | 22112323 | 8221984537 | 3944667824 | 3857843926 | 1614017 | 2691308719.017 | 838572.405 | 1530787 | 4136264 | 1184987781 | 563772019 | 577092368 | 46423
2019-04-01 | 1471107227.464 | 1415430622.464 | 469482.24 | 1092334 | 1559542 | 611205749 | 336671091 | 293051733 | -214331 | 17573516469.995 | 4679514.21 | 10279168 | 22744434 | 8236278212 | 3941463957 | 3700864369 | -2458204 | 2841425255.572 | 906983.565 | 1854829 | 3653867 | 1213353385 | 653262606 | 593982952 | -189824
2019-05-01 | 1609259284.768 | 1549722718.768 | 445977.09 | 765214 | 1576393 | 664767275.04 | 334858587 | 295590029 | 16259 | 17677879767.316 | 4809456.735 | 11023603 | 24289434 | 8163552385.04 | 3887968731 | 3705161956 | -2697617 | 2965153341.232 | 915459.33 | 1857548 | 3135935 | 1275973024.04 | 671529678 | 588641762 | -198072
2019-06-01 | 1651742999.719 | 1590355961.719 | 445393.44 | 782930 | 1554761 | 707921175.6665 | 325015154.5905 | 308492813 | 21661 | 17748032766.648 | 4923349.995 | 10495859 | 22958934 | 8214396348.7065 | 3899046129.5905 | 3705145412 | -2844473 | 3140078680.487 | 891370.53 | 1548144 | 3131154 | 1372688450.7065 | 659873741.5905 | 604082842 | 37920
2019-07-01 | 1703860535.416 | 1650657971.416 | 451048.26 | 1253874 | 1560472 | 741807615.5811 | 306146519.681 | 314729851 | 22619 | 17811535878.615 | 5047889.445 | 10820741 | 22644310 | 8238681177.2876 | 3886458646.2715 | 3724772938 | -2842015 | 3241013933.135 | 896441.7 | 2036804 | 3115233 | 1449728791.2476 | 631161674.2715 | 623222664 | 44280
2019-08-01 | 1734776689.691 | 1683482428.691 | 469242.045 | 1676750 | 2297564 | 760436885.2011 | 349541907 | 312621870 | 21141 | 17893873092.647 | 5145211.485 | 11603263 | 22677639 | 8256159877.4886 | 3897069776.2715 | 3705040797 | -3081403 | 3334140400.107 | 920290.305 | 2930624 | 3858036 | 1502244500.7822 | 655688426.681 | 627351721 | 43760
2019-09-01 | 1685150508.375 | 1625042551.375 | 389430.45 | 755287 | 2015235 | 773893205 | 367803024 | 312699976 | 882903 | 17973721303.476 | 5168848.83 | 11430475 | 22726940 | 8300890700.4886 | 3892498803.2715 | 3678391606 | -2264141 | 3308524980.066 | 858672.495 | 2432037 | 4312799 | 1534330090.2011 | 717344931 | 625321846 | 904044
2019-10-01 | 1703708881.247 | 1639945241.247 | 419672.61 | 843121 | 1659728 | 776870540.7781 | 344092374 | 338258995 | -804403 | 18077598564.603 | 5179517.4 | 11452607 | 22581827 | 8179282033.2668 | 3851755638.2715 | 3669578701 | -3089263 | 3264987792.622 | 809103.06 | 1598408 | 3674963 | 1550763745.7781 | 711895398 | 650958971 | 78500
2019-11-01 | 1558054812.383 | 1500312203.383 | 428557.38 | 708910 | 1547498 | 718199815.3152 | 339477282 | 298922595 | 18471 | 18135590841.912 | 5187905.79 | 10972713 | 21071242 | 8221421230.582 | 3885414637.2715 | 3635675470 | 70318 | 3140257444.63 | 848229.99 | 1552031 | 3207226 | 1495070356.0934 | 683569656 | 637181590 | -785932
2019-12-01 | 1561011997.847 | 1501754635.847 | 428034.225 | 905513 | 1804495 | 703320537 | 329128072 | 306125458 | 17502 | 18211428886.132 | 5193997.305 | 11052673 | 21253417 | 8266898775.582 | 3879488308.2715 | 3643790680 | 51246 | 3002066839.23 | 856591.605 | 1614423 | 3351993 | 1421520352.3152 | 668605354 | 605048053 | 35973
2020-01-01 | 1324574383 | 1276528501 | 282310.725 | 971214 | 1840056 | 669635198.3765 | 314764655 | 279606656 | 571629 | 18124541554.927 | 5067720.87 | 11285934 | 21552008 | 8313045777.9585 | 3911270685.2715 | 3637192344 | 599874 | 2778283136.847 | 710344.95 | 1876727 | 3644551 | 1372955735.3765 | 643892727 | 585732114 | 589131
2020-02-01 | 1380266696.496 | 1335147825.496 | 345807.165 | 700305 | 1503257 | 603812996.3563 | 301740325 | 260335937 | 189365 | 18194375294.514 | 5012456.955 | 11217947 | 21013326 | 8334018629.3148 | 3965830506.2715 | 3621367132 | 767323 | 2611676326.496 | 628117.89 | 1671519 | 3343313 | 1273448194.7328 | 616504980 | 539942593 | 760994
2020-03-01 | 1416437758.111 | 1371835253.111 | 335747 | 882563 | 1612181 | 629984556.4954 | 317559581 | 291148960 | 20473 | 18140215914.517 | 4910702.63 | 11338015 | 20531182 | 8361855549.8101 | 3966798572.2715 | 3611584873 | 763289 | 2706983078.607 | 681554.165 | 1582868 | 3115438 | 1233797552.8517 | 619299906 | 551484897 | 209838
2020-04-01 | 1438817056.235 | 1393729885.235 | 344946.135 | 692922 | 1001757 | 628354393.955 | 271837456 | 261716433 | 53644 | 18118515177.288 | 4786166.525 | 10938603 | 19973397 | 8379004194.7651 | 3901964937.2715 | 3580249573 | 1031264 | 2765565138.346 | 680693.135 | 1575485 | 2613938 | 1258338950.4503 | 589397037 | 552865393 | 74117
2020-05-01 | 1612521482.4859 | 1560459178.4859 | 414110 | 610640 | 1821009 | 713540071.4954 | 256824380 | 277027695 | 27600 | 18129251637.0058 | 4754299.435 | 10784029 | 20218013 | 8427776991.2205 | 3823930730.2715 | 3561687239 | 1042605 | 2954189063.7208 | 759056.135 | 1303562 | 2822766 | 1341894465.4503 | 528661836 | 538744128 | 81244
2020-06-01 | 1686036767 | 1629991071 | 379947 | 1033733 | 1786073 | 771009970.4954 | 288984908 | 299897565 | 16771 | 18168886746.2868 | 4688852.995 | 11034832 | 20449325 | 8490865786.0494 | 3787900483.681 | 3553091991 | 1037715 | 3190450249.4859 | 794057 | 1644373 | 3607082 | 1484550041.9908 | 545809288 | 576925260 | 44371
2020-07-01 | 1731540840 | 1669202269 | 397670 | 853790 | 1560472 | 836552893.4954 | 309734029 | 295762212 | 2122450 | 18187431043.8708 | 4635474.735 | 10634748 | 20449325 | 8585611063.9637 | 3791487993 | 3534124352 | 3137546 | 3299193340 | 777617 | 1887523 | 3346545 | 1607562863.9908 | 598718937 | 595659777 | 2139221
2020-08-01 | 1747998732 | 1716942546 | 337036 | 865729 | 1599750 | 848849126.4954 | 326106621 | 318721914 | 312434 | 18220891161.1798 | 4503268.69 | 9823727 | 19751511 | 8674023305.258 | 3768052707 | 3540224396 | 3428839 | 3386144815 | 734706 | 1719519 | 3160222 | 1685402019.9908 | 635840650 | 614484126 | 2434884
2020-09-01 | 1696065267 | 1636786709 | 351803 | 812809 | 1741255 | 864766423.4954 | 327342987 | 306124020 | 1694585 | 18232635318.8048 | 4465641.24 | 9881249 | 19477531 | 8764896523.7533 | 3727592670 | 3533648440 | 4240521 | 3353729255 | 688839 | 1678538 | 3341005 | 1713615549.9908 | 653449608 | 624845934 | 2007019
2020-10-01 | 1673570767 | 1617748135 | 390854 | 1049164 | 1923087 | 837432786.4954 | 353209253 | 299621370 | 33308 | 18210438212.5578 | 4436822.63 | 10087292 | 19740890 | 8825458769.4706 | 3736709549 | 3495010815 | 5078232 | 3254534844 | 742657 | 1861973 | 3664342 | 1702199209.9908 | 680552240 | 605745390 | 1727893
2020-11-01 | 1516989830.194 | 1466873104.194 | 340857.135 | 908481 | 1749840 | 800390729.4954 | 333682249 | 298383304 | 16313 | 18176999113.3688 | 4349122.385 | 10286863 | 19943232 | 8907649683.6507 | 3730914516 | 3494471524 | 5076074 | 3084621239.194 | 731711.135 | 1957645 | 3672927 | 1637823515.9908 | 686891502 | 598004674 | 49621
2020-12-01 | 1510495310.09 | 1462306312.09 | 419809.845 | 769398 | 1634167 | 726283330.8669 | 271691207 | 293433100 | 23666 | 18137550789.6118 | 4340898.005 | 10150748 | 19772904 | 8930612477.5177 | 3673477651 | 3481779166 | 5082238 | 2929179416.284 | 760666.98 | 1677879 | 3384007 | 1526674060.3623 | 605373456 | 591816404 | 39979
2021-01-01 | 1437927276.07 | 1392555470.07 | 385995 | 987672 | 1616412 | 709944379.3537 | 293775431 | 262477013 | 24961 | 18253577758.6818 | 4444582.28 | 10167206 | 19549260 | 8970921658.4949 | 3652488427 | 3464649523 | 4535570 | 2854861782.16 | 805804.845 | 1757070 | 3250579 | 1436227710.2206 | 565466638 | 555910113 | 48627
2021-02-01 | 1319321131.814 | 1280430574.814 | 360899.535 | 815950 | 1506550 | 692177623.7195 | 300717666 | 281502916 | 24169 | 18198860507.9998 | 4459674.65 | 10282851 | 19552553 | 9059286285.8581 | 3651465768 | 3485816502 | 4370374 | 2672986044.884 | 746894.535 | 1803622 | 3122962 | 1402122003.0732 | 594493097 | 543979929 | 49130
2021-03-01 | 1501521938.12 | 1456025204.12 | 381822.75 | 887482 | 1645699 | 673866784.2785 | 276747773 | 300586285 | 23444 | 18283050459.0088 | 4505750.4 | 10287770 | 19586071 | 9103168513.6413 | 3610653960 | 3495253827 | 4373345 | 2736455778.934 | 742722.285 | 1703432 | 3152249 | 1366044407.9981 | 577465439 | 582089201 | 47613
2021-04-01 | 1503806876.176 | 1452113540.176 | 385215 | 347013 | 166192 | 703004124.4441 | 348225803 | 265325583 | 23816 | 18341434113.9499 | 4546019.265 | 9941861 | 18750506 | 9177818244.1304 | 3687042307 | 3498862977 | 4343517 | 2908138744.296 | 767037.75 | 1234495 | 1811891 | 1376870908.7226 | 624973576 | 565911868 | 47260
2021-05-01 | 1653605301 | 1597895881 | 372911 | 736690 | 1552614 | 748035674.2173 | 312097434 | 290258364 | 23280 | 18378870816.464 | 4504820.265 | 10067911 | 18482111 | 9212313846.8523 | 3742315361 | 3512093646 | 4339197 | 3050009421.176 | 758126 | 1083703 | 1718806 | 1451039798.6614 | 660323237 | 555583947 | 47096
2021-06-01 | 1591982624 | 1535491260 | 315262 | 678346 | 1267520 | 772999259.9266 | 309183010 | 266258209 | 74073 | 18284371005.464 | 4440135.265 | 9712524 | 17963558 | 9214303136.2835 | 3762513463 | 3478454290 | 4396499 | 3133387141 | 688173 | 1415036 | 2820134 | 1521034934.1439 | 621280444 | 556516573 | 97353
2021-07-01 | 1757255446 | 1695627733 | 274855 | 610035 | 1063985 | 813839998.3277 | 340961044 | 267820286 | 21035 | 18310796469.464 | 4317320.265 | 9468769 | 17467071 | 9191590241.1159 | 3793740478 | 3450512364 | 2295084 | 3231118993 | 590117 | 1288381 | 2331505 | 1586839258.2543 | 650144054 | 534078495 | 95108
2021-08-01 | 1829303941 | 1770425029 | 384632 | 914122 | 1904009 | 812965409.1566 | 313580258 | 355290847 | 23689 | 18364278952.464 | 4364916.265 | 9517162 | 17771330 | 9155706523.7771 | 3781214115 | 3487081297 | 2006339 | 3466052762 | 659487 | 1524157 | 2967994 | 1626805407.4843 | 654541302 | 623111133 | 44724
2021-09-01 | 1717827661 | 1666453072 | 368074 | 2623018 | 1514689 | 910077795.9113 | 367783705 | 308909349 | 21685 | 18393945315.464 | 4381187.265 | 11327371 | 17544764 | 9201017896.193 | 3821654833 | 3489866626 | 333439 | 3436878101 | 752706 | 3537140 | 3418698 | 1723043205.0679 | 681363963 | 664200196 | 45374
2021-10-01 | 1713197567 | 1656174410 | 383169 | 2066527 | 1238185 | 813159272.989 | 313091128 | 254820429 | 21994 | 18432371590.464 | 4373502.265 | 12344734 | 16859862 | 9176744382.6866 | 3781536708 | 3445065685 | 322125 | 3322627482 | 751243 | 4689545 | 2752874 | 1723237068.9003 | 680874833 | 563729778 | 43679
2021-11-01 | 1601178885 | 1539741892 | 381667 | 1792874 | 2128484 | 777059517.3103 | 301453973 | 270107806 | 149591 | 18505240378.27 | 4414312.13 | 13229127 | 17238506 | 9153413170.5016 | 3749308432 | 3416790187 | 455403 | 3195916302 | 764836 | 3859401 | 3366669 | 1590218790.2993 | 614545101 | 524928235 | 171585
2021-12-01 | 1553964052.774 | 1492714401.774 | 404937 | 2149869 | 1471333 | 774980049.7978 | 363029021 | 295663214 | 21681 | 18535648467.954 | 4399439.285 | 14609598 | 17075672 | 9202109889.4324 | 3840646246 | 3419020301 | 453418 | 3032456293.774 | 786604 | 3942743 | 3599817 | 1552039567.1081 | 664482994 | 565771020 | 171272
2022-01-01 | 1468358546 | 1402148729 | 433711 | 2104953 | 1850789 | 715189024.7234 | 311222299 | 286879995 | 20453 | 18545241726.884 | 4447155.285 | 15726879 | 17310049 | 9207354534.8021 | 3858093114 | 3443423283 | 448910 | 2894863130.774 | 838648 | 4254822 | 3322122 | 1490169074.5212 | 674251320 | 582543209 | 42134
2022-02-01 | 1311015882 | 1259002634 | 377210 | 745609 | 1592005 | 634763011.5245 | 285473331 | 274749979 | 18278 | 18523813786.07 | 4463465.75 | 15656538 | 17395504 | 9149939922.6071 | 3842848779 | 3436670346 | 443019 | 2661151363 | 810921 | 2850562 | 3442794 | 1349952036.2479 | 596695630 | 561629974 | 38731
2022-03-01 | 1504422784 | 1453683791 | 385588 | 757712 | 1322665 | 623936291.1151 | 264064686 | 197479795 | 177885 | 18521472372.95 | 4467231 | 15526768 | 17072470 | 9100009429.4437 | 3830165692 | 3333563856 | 597460 | 2712686425 | 762798 | 1503321 | 2914670 | 1258699302.6396 | 549538017 | 472229774 | 196163
2022-04-01 | 1385768429 | 1338301791 | 405096 | 707518 | 1839037 | 674460845.4037 | 293666674 | 280793775 | 203327 | 18407660623.774 | 4487112 | 15887273 | 18745315 | 9071466150.4033 | 3775606563 | 3349032048 | 776971 | 2791985582 | 790684 | 1465230 | 3161702 | 1298397136.5188 | 557731360 | 478273570 | 381212
2022-05-01 | 1665606219 | 1605449160 | 392080 | 740833 | 2295526 | 686949847.0194 | 306607273 | 386353760 | 20996 | 18415213902.774 | 4506281 | 15891416 | 19488227 | 9010380323.2054 | 3770116402 | 3445127444 | 774687 | 2943750951 | 797176 | 1448351 | 4134563 | 1361410692.4231 | 600273947 | 667147535 | 224323
2022-06-01 | 1713136971 | 1652420626 | 414693 | 707602 | 1582161 | 794886974.1717 | 339756462 | 250888846 | 22448 | 18532143268.774 | 4605712 | 15920672 | 19802868 | 9032268037.4506 | 3800689854 | 3429758081 | 723062 | 3257869786 | 806773 | 1448435 | 3877687 | 1481836821.1911 | 646363735 | 637242606 | 43444
2022-07-01 | 1690384922 | 1626106766 | 305907 | 739824 | 1908317 | 816848704.2999 | 329294476 | 293933474 | 21583 | 18462622301.774 | 4636764 | 16050461 | 20647200 | 9035276743.4228 | 3789023286 | 3455871269 | 723610 | 3278527392 | 720600 | 1447426 | 3490478 | 1611735678.4716 | 669050938 | 544822320 | 44031
2022-08-01 | 1747211390 | 1683906581 | 269319 | 933092 | 2029177 | 804673763.7058 | 335144741 | 266776851 | 24020 | 18376103853.774 | 4521451 | 16069431 | 20772368 | 9026985097.9719 | 3810587769 | 3367357273 | 723941 | 3310013347 | 575226 | 1672916 | 3937494 | 1621522468.0057 | 664439217 | 560710325 | 45603
2022-09-01 | 1311561821 | 1267275560 | 222541 | 792514 | 1627234 | 788600672.9266 | 315891871 | 303101616 | 258014 | 17976926341.774 | 4375918 | 14238927 | 20884913 | 8905507974.9872 | 3758695935 | 3361549540 | 960270 | 2951182141 | 491860 | 1725606 | 3656411 | 1593274436.6324 | 651036612 | 569878467 | 282034
2022-10-01 | 1587672261 | 1543883961 | 345001 | 619765 | 1492275 | 648308215.8863 | 302019943 | 246818042 | 477676 | 17864635892.774 | 4337750 | 12792165 | 21139003 | 8740656917.8845 | 3747624750 | 3353547153 | 1415952 | 2811159521 | 567542 | 1412279 | 3119509 | 1436908888.8129 | 617911814 | 549919658 | 735690
2022-11-01 | 1488337592 | 1444707621 | 314989 | 753134 | 1592313 | 714480856.7676 | 290620808 | 280029877 | 229951 | 17769601621.774 | 4271072 | 11752425 | 20602832 | 8678078257.3419 | 3736791585 | 3363469224 | 1496312 | 2988591582 | 659990 | 1372899 | 3084588 | 1362789072.6539 | 592640751 | 526847919 | 707627
2022-12-01 | 1447912715 | 1394720305 | 357721 | 782993 | 1544584 | 690415706.43 | 313744025 | 266743770 | 376327 | 17671607525 | 4223856 | 10385549 | 20676083 | 8593513913.9741 | 3687506589 | 3334549780 | 1850958 | 2839427926 | 672710 | 1536127 | 3136897 | 1404896563.1976 | 604364833 | 546773647 | 606278

## 12 months Losses
12 months Rolling Average Losses | [15 empty] | 0 | 0 | 0
| Technical | [6 empty] | Non Technical |  |  |  |  | Total Losses |  |  | Non Technical 1 iterarion | [5 empty] | Non Technical 2 iterarion | [5 empty] | Non Technical 3 iterarion | [5 empty] | Final Non Technical
Month/Year | Transmission | Substation | Primary Lines | Primary | Secondary | Total | % | Transmission | Primary | Secondary | Total | % | kWh | % | Uncountable Energy | Transmission | Substation | Primary Lines | Primary | Secondary | Remaining | Transmission | Substation | Primary Lines | Primary | Secondary | Remaining | Transmission | Substation | Primary Lines | Primary | Secondary | Remaining | Transmission | Substation | Primary Lines | Primary | Secondary | Remaining
2009-07-01 | 653306407.29 | 164148446.0871 | 734531466.5506 | 898679912.6377 | 216771982.6151 | 1768758302.5427 | 8.1217 | 451548853.4477 | 675751136.1194 | 303951945.8901 | 1431251935.4573 | 6.5719 | 3200010238 | 14.6936 | 1431251935.4573 | 1103435140.9913 | 159647158.7501 | 1412658633.5702 | 1572305792.3203 | 519768017.3514 | 4501287.337 | 1104850795.8588 | 159633002.2014 | 1414791343.5105 | 1574424345.7119 | 520720939.8806 | 14156.5487 | 1104855248.0934 | 159632957.6791 | 1414798050.8833 | 1574431008.5623 | 520723936.822 | 44.5223 | 1104855260.7377 | 159632978.7738 | 1414798069.9833 | 1574431048.7571 | 520723928.5052 | 0
2009-08-01 | 652857155.61 | 164320947.4339 | 735303375.5772 | 899624323.0111 | 217474403.7661 | 1769955882.3872 | 8.1327 | 453960213.8682 | 679359781.1892 | 305575109.5555 | 1438895104.6128 | 6.6115 | 3208850987 | 14.7443 | 1438895104.6128 | 1105389666.0107 | 159795622.3299 | 1417051876.1428 | 1576847498.4727 | 522088497.4126 | 4525325.104 | 1106812880.7559 | 159781390.1824 | 1419195975.1771 | 1578977365.3595 | 523046508.7371 | 14232.1475 | 1106817356.7663 | 159781345.4223 | 1419202718.3685 | 1578984063.7909 | 523049521.6827 | 44.7601 | 1106817369.4782 | 159781366.6297 | 1419202737.5706 | 1578984104.2003 | 523049513.3215 | 0
2009-09-01 | 654553442.34 | 165010475.4066 | 738388875.3495 | 903399350.7561 | 218872089.0851 | 1776824882.1811 | 8.1431 | 462153728.9792 | 691621526.7407 | 311090426.0991 | 1464865681.8189 | 6.7134 | 3241690564 | 14.8566 | 1464865681.8189 | 1115253699.272 | 160403472.8373 | 1432442235.3952 | 1592845708.2325 | 528984153.9261 | 4607002.5693 | 1116702601.5801 | 160388983.8142 | 1434625033.2126 | 1595014017.0268 | 529959456.37 | 14489.0231 | 1116707158.3779 | 160388938.2462 | 1434631898.1117 | 1595020836.3579 | 529962523.6962 | 45.568 | 1116707171.3192 | 160388959.8363 | 1434631917.6604 | 1595020877.4967 | 529962515.1841 | 0
2009-10-01 | 656241222.6 | 165890033.904 | 742324723.7136 | 908214757.6176 | 220644288.552 | 1785100268.7696 | 8.16 | 478155592.73 | 715568609.1596 | 321861791.3408 | 1515585993.2304 | 6.928 | 3300686262 | 15.088 | 1515585993.2304 | 1132893017.471 | 161123515.9553 | 1460409367.3062 | 1621532883.2615 | 541493843.3189 | 4766517.9487 | 1134392087.3658 | 161108525.2563 | 1462667743.5103 | 1623776268.7666 | 542502915.1686 | 14990.6989 | 1134396801.9406 | 161108478.1106 | 1462674846.1034 | 1623783324.214 | 542506088.6996 | 47.1457 | 1134396815.33 | 161108500.4482 | 1462674866.329 | 1623783366.7772 | 542506079.8928 | 0
2009-11-01 | 657361238.79 | 166352755.5321 | 744395310.455 | 910748065.9871 | 221169484.2987 | 1789278789.0758 | 8.1652 | 463413136.1038 | 693506252.5877 | 311938173.2327 | 1468857561.9242 | 6.703 | 3258136351 | 14.8682 | 1468857561.9242 | 1119316942.0151 | 161733198.4998 | 1440340023.2947 | 1602073221.7946 | 532126630.158 | 4619557.0322 | 1120769792.7018 | 161718669.993 | 1442528769.4166 | 1604247439.4096 | 533104590.3818 | 14528.5069 | 1120774361.9172 | 161718624.3008 | 1442535653.0231 | 1604254277.324 | 533107666.0667 | 45.6922 | 1120774374.8938 | 161718645.9498 | 1442535672.6251 | 1604254318.5748 | 533107657.5314 | 0
2009-12-01 | 660651930.93 | 167689608.3907 | 750377459.6267 | 918067068.0174 | 223484066.6725 | 1802203065.6199 | 8.1835 | 479559757.7959 | 717669967.9192 | 322806979.665 | 1520036705.3801 | 6.9022 | 3322239771 | 15.0857 | 1520036705.3801 | 1138703474.7721 | 162909092.9523 | 1470570850.6358 | 1633479943.5881 | 545275837.2014 | 4780515.4384 | 1140206946.8774 | 162894058.2312 | 1472835858.8505 | 1635729917.0818 | 546287872.3197 | 15034.7211 | 1140211675.2972 | 162894010.947 | 1472842982.3014 | 1635736993.2484 | 546291055.1702 | 47.2842 | 1140211688.7259 | 162894033.3503 | 1472843002.5863 | 1635737035.9366 | 546291046.3375 | 0
2010-01-01 | 660986648.16 | 167907726.9984 | 751353496.7724 | 919261223.7708 | 223785609.5458 | 1804033481.4766 | 8.1878 | 463128753.4968 | 693080668.8036 | 311746746.2229 | 1467956168.5234 | 6.6625 | 3271989650 | 14.8503 | 1467956168.5234 | 1122658863.1606 | 163291004.8484 | 1446871129.4188 | 1610162134.2672 | 534551930.4222 | 4616722.15 | 1124110822.2768 | 163276485.2572 | 1449058532.3735 | 1612335017.6307 | 535529290.5013 | 14519.5912 | 1124115388.6882 | 163276439.5931 | 1449065411.7558 | 1612341851.3489 | 535532364.2988 | 45.6641 | 1124115401.6568 | 163276461.2288 | 1449065431.3457 | 1612341892.5745 | 535532355.7687 | 0
2010-02-01 | 664042419.09 | 169071006.6391 | 756558940.5086 | 925629947.1477 | 225971990.8796 | 1815644357.1173 | 8.2024 | 486875211.1381 | 728617677.9387 | 327731244.8059 | 1543224133.8827 | 6.9717 | 3358868491 | 15.1741 | 1543224133.8827 | 1149386409.1961 | 164217566.738 | 1487738535.1422 | 1651956101.8803 | 552672540.0226 | 4853439.9011 | 1150912816.045 | 164202302.6696 | 1490038094.9674 | 1654240397.6369 | 553700013.2496 | 15264.0685 | 1150917616.5945 | 164202254.6641 | 1490045327.083 | 1654247581.7471 | 553703244.6529 | 48.0055 | 1150917630.2281 | 164202277.4091 | 1490045347.6774 | 1654247625.0864 | 553703235.6855 | 0
2010-03-01 | 670484120.73 | 171055172.5627 | 765437686.1836 | 936492858.7463 | 229180264.177 | 1836157243.6532 | 8.2155 | 499203827.3584 | 747067678.0971 | 336030029.8912 | 1582301535.3467 | 7.0796 | 3418458779 | 15.2951 | 1582301535.3468 | 1168117953.5966 | 166078834.234 | 1515132153.6309 | 1681210987.8649 | 564153499.2099 | 4976338.3287 | 1169683012.0009 | 166063183.65 | 1517489942.731 | 1683553126.381 | 565206990.0341 | 15650.584 | 1169687934.1096 | 166063134.4289 | 1517497357.9777 | 1683560492.4066 | 565210303.2627 | 49.2211 | 1169687948.0884 | 166063157.7499 | 1517497379.0935 | 1683560536.8434 | 565210294.0682 | 0
2010-04-01 | 672761163.78 | 171791550.8622 | 768732831.7982 | 940524382.6604 | 230230073.5095 | 1843515619.9499 | 8.2204 | 496280920.5482 | 742693494.4786 | 334062528.0233 | 1573036943.0501 | 7.0143 | 3416552563 | 15.2347 | 1573036943.0501 | 1167481282.3693 | 166844349.6763 | 1514037735.4153 | 1680882085.0916 | 563241994.3532 | 4947201.1859 | 1169037177.1422 | 166828790.7286 | 1516381719.3372 | 1683210510.0658 | 564289316.8443 | 15558.9477 | 1169042070.4313 | 166828741.7957 | 1516389091.1666 | 1683217832.9623 | 564292610.6735 | 48.9329 | 1169042084.3282 | 166828764.9801 | 1516389112.1588 | 1683217877.1389 | 564292601.5328 | 0
2010-05-01 | 675925873.38 | 172550969.6762 | 772131079.1071 | 944682048.7833 | 231160853.1955 | 1851768775.3588 | 8.2185 | 480609372.4223 | 719240735.4471 | 323513508.7719 | 1523363616.6412 | 6.7609 | 3375132392 | 14.9794 | 1523363616.6412 | 1155023730.8137 | 167759991.1019 | 1493900760.6717 | 1661660751.7735 | 553656930.8385 | 4790978.5743 | 1156530493.5753 | 167744923.4742 | 1496170726.3202 | 1663915649.7944 | 554671181.0026 | 15067.6276 | 1156535232.3442 | 167744876.0866 | 1496177865.3622 | 1663922741.4487 | 554674370.8194 | 47.3877 | 1156535245.8023 | 167744898.5388 | 1496177885.6915 | 1663922784.2303 | 554674361.9674 | 0
2010-06-01 | 676819769.43 | 172808304.1157 | 773282599.2569 | 946090903.3726 | 231578107.4328 | 1854488780.2354 | 8.2197 | 459058833.238 | 686989958.5344 | 309007152.9922 | 1455055944.7646 | 6.4493 | 3309544725 | 14.669 | 1455055944.7646 | 1134434864.0585 | 168232153.1694 | 1462688105.8864 | 1630920259.0558 | 539613450.9394 | 4576150.9463 | 1135874063.5311 | 168217761.1747 | 1464856286.2047 | 1633074047.3794 | 540582222.0948 | 14391.9947 | 1135878589.8134 | 168217715.9119 | 1464863105.1318 | 1633080821.0437 | 540585268.8801 | 45.2628 | 1135878602.668 | 168217737.3574 | 1464863124.5496 | 1633080861.907 | 540585260.425 | 0
2010-07-01 | 675315941.28 | 172526716.5372 | 772022551.1607 | 944549267.6979 | 230980020.6984 | 1850845229.6763 | 8.2218 | 445468375.2802 | 666651589.086 | 299858981.9575 | 1411978946.3237 | 6.2723 | 3262824176 | 14.4941 | 1411978946.3237 | 1119383319.8988 | 168086042.751 | 1441018175.9288 | 1609104218.6798 | 529895963.6352 | 4440673.7862 | 1120779911.8046 | 168072076.832 | 1443122167.1687 | 1611194244.0007 | 530836054.2757 | 13965.9191 | 1120784304.0861 | 168072032.9091 | 1443128784.2212 | 1611200817.1303 | 530839010.8608 | 43.9228 | 1120784316.5602 | 168072053.7198 | 1443128803.0641 | 1611200856.7838 | 530839002.656 | 0
2010-08-01 | 675185417.04 | 172448467.3096 | 771672401.517 | 944120868.8266 | 230900958.6885 | 1850207244.5551 | 8.2206 | 446079866.1291 | 667566696.3501 | 300270595.9657 | 1413917158.4449 | 6.2821 | 3264124403 | 14.5027 | 1413917158.4449 | 1119862363.3709 | 168001697.8463 | 1441586351.1882 | 1609588049.0345 | 530227221.1313 | 4446769.4633 | 1121260872.3671 | 167987712.7563 | 1443693230.5599 | 1611680943.3162 | 531168602.2267 | 13985.09 | 1121265270.6779 | 167987668.7732 | 1443699856.6955 | 1611687525.4688 | 531171562.8702 | 43.9831 | 1121265283.1691 | 167987689.6124 | 1443699875.5643 | 1611687565.1767 | 531171554.6542 | 0
2010-09-01 | 674719436.61 | 172445382.2539 | 771658596.5098 | 944103978.7637 | 231048264.1281 | 1849871679.5017 | 8.2248 | 443008818.7946 | 662970817.7213 | 298203375.9824 | 1404183012.4983 | 6.2432 | 3254054692 | 14.4679 | 1404183012.4983 | 1116334994.0407 | 168029226.6796 | 1436960507.8314 | 1604989734.511 | 528313807.8739 | 4416155.5743 | 1117723874.9688 | 168015337.8703 | 1439052882.3426 | 1607068220.2129 | 529248708.009 | 13888.8093 | 1117728242.9994 | 168015294.19 | 1439059462.8604 | 1607074757.0504 | 529251648.2699 | 43.6803 | 1117728255.4046 | 168015314.8857 | 1439059481.5992 | 1607074796.485 | 529251640.1105 | 0
2010-10-01 | 673126326.6 | 171924843.574 | 769329290.0249 | 941254133.5989 | 229925972.8366 | 1844306433.0355 | 8.2194 | 427385902.8088 | 639590837.579 | 287687092.5767 | 1354663832.9645 | 6.0373 | 3198970266 | 14.2567 | 1354663832.9645 | 1099168102.0673 | 167664425.8193 | 1411169014.0835 | 1578833439.9028 | 516708306.2752 | 4260417.7547 | 1100508003.4512 | 167651026.8055 | 1413187600.0157 | 1580838626.8212 | 517610236.7138 | 13399.0138 | 1100512217.441 | 167650984.6656 | 1413193948.4684 | 1580844933.134 | 517613073.2851 | 42.1399 | 1100512229.4088 | 167651004.6315 | 1413193966.5464 | 1580844971.1779 | 517613065.4133 | 0
2010-11-01 | 671051328.78 | 171296870.6822 | 766519236.9287 | 937816107.6109 | 229328296.9699 | 1838195733.3608 | 8.2175 | 428577800.7719 | 641374534.7284 | 288489397.139 | 1358441732.6392 | 6.0728 | 3196637466 | 14.2903 | 1358441732.6392 | 1098281253.695 | 167024571.433 | 1410148929.8532 | 1577173501.2862 | 516910411.7696 | 4272299.2492 | 1099624891.8089 | 167011135.0519 | 1412173145.2374 | 1579184280.2893 | 517814857.5207 | 13436.3811 | 1099629117.5508 | 167011092.7945 | 1412179511.3948 | 1579190604.1893 | 517817702.0026 | 42.2574 | 1099629129.5519 | 167011112.8161 | 1412179529.5232 | 1579190642.3393 | 517817694.1089 | 0
2010-12-01 | 666455559.18 | 169925777.4982 | 760383869.1489 | 930309646.6471 | 227165362.7307 | 1823930568.5578 | 8.2099 | 402157413.4621 | 601835940.831 | 270704991.1491 | 1274698345.4422 | 5.7377 | 3098628914 | 13.9477 | 1274698345.4422 | 1067348188.8216 | 165916851.2018 | 1364335945.2194 | 1530252796.4212 | 497019002.4608 | 4008926.2964 | 1068608996.1418 | 165904243.1286 | 1366235374.4987 | 1532139617.6273 | 497867692.1577 | 12608.0732 | 1068612961.3808 | 165904203.4762 | 1366241348.2038 | 1532145551.68 | 497870361.2868 | 39.6524 | 1068612972.6421 | 165904222.2635 | 1366241365.2146 | 1532145587.4781 | 497870353.8798 | 0
2011-01-01 | 665135393.73 | 169539168.5727 | 758653871.5291 | 928193040.1018 | 226608642.085 | 1819937075.9168 | 8.2082 | 413889068.9218 | 619392578.2688 | 278601942.8925 | 1311883590.0832 | 5.9168 | 3131820666 | 14.125 | 1311883590.0832 | 1077722782.8112 | 165413294.6819 | 1380224316.5105 | 1545637611.1924 | 504334398.1056 | 4125873.8908 | 1079020370.1498 | 165400318.8085 | 1382179155.56 | 1547579474.3685 | 505207845.6083 | 12975.8734 | 1079024451.062 | 165400277.9994 | 1382185303.5288 | 1547585581.5282 | 505210592.6007 | 40.8091 | 1079024462.6518 | 165400297.3347 | 1382185321.0359 | 1547585618.3707 | 505210584.9775 | 0
2011-02-01 | 661994175.09 | 168655418.8591 | 754699268.3107 | 923354687.1698 | 224807239.2044 | 1810156101.4642 | 8.203 | 393848690.4664 | 589401784.5683 | 265112124.5011 | 1248362599.5358 | 5.6571 | 3058518701 | 13.8601 | 1248362599.5358 | 1054604212.644 | 164729318.4836 | 1346173467.9708 | 1510902786.4543 | 489085601.5261 | 3926100.3755 | 1055838971.2121 | 164716970.8979 | 1348033654.3287 | 1512750625.2266 | 489916756.9756 | 12347.5857 | 1055842854.5278 | 164716932.0647 | 1348039504.6148 | 1512756436.6795 | 489919370.9595 | 38.8332 | 1055842865.5564 | 164716950.4639 | 1348039521.2742 | 1512756471.7381 | 489919363.7054 | 0
2011-03-01 | 656945327.28 | 167282332.2472 | 748554980.3398 | 915837312.587 | 223074715.4315 | 1795857355.2985 | 8.2007 | 396203619.7428 | 592925979.3965 | 266697302.5622 | 1255826901.7015 | 5.7347 | 3051684257 | 13.9354 | 1255826901.7015 | 1051902887.8651 | 163332756.6413 | 1343565766.366 | 1506898523.0073 | 488933270.5217 | 3949575.6059 | 1053145029.3932 | 163320335.2261 | 1345437075.288 | 1508757410.5141 | 489769395.6775 | 12421.4153 | 1053148935.9283 | 163320296.1607 | 1345442960.5546 | 1508763256.7153 | 489772025.2911 | 39.0654 | 1053148947.0228 | 163320314.6699 | 1345442977.3136 | 1508763291.9835 | 489772017.9937 | 0
2011-04-01 | 653888156.13 | 166376705.1087 | 744502480.0204 | 910879185.1291 | 221549782.9826 | 1786317124.2417 | 8.1952 | 389095198.2521 | 582288096.3376 | 261912397.1686 | 1233295691.7583 | 5.6581 | 3019612816 | 13.8534 | 1233295691.7583 | 1041759651.188 | 162497990.1581 | 1328837978.7755 | 1491335968.9336 | 482638480.9278 | 3878714.9506 | 1042979507.04 | 162485791.5996 | 1330675713.9191 | 1493161505.5187 | 483459604.8828 | 12198.5585 | 1042983343.4866 | 162485753.2351 | 1330681493.5961 | 1493167246.8312 | 483462187.3177 | 38.3645 | 1042983354.3821 | 162485771.4122 | 1330681510.0545 | 1493167281.4667 | 483462180.1512 | 0
2011-05-01 | 650499606.66 | 165477873.8834 | 740480390.0534 | 905958263.9368 | 220148763.4149 | 1776606634.0118 | 8.1932 | 381617103.5372 | 571096990.5225 | 256878652.9286 | 1209592746.9882 | 5.5783 | 2986199381 | 13.7715 | 1209592746.9882 | 1030916525.5878 | 161673704.6941 | 1313585433.5765 | 1475259138.2706 | 476219547.9523 | 3804169.1893 | 1032112936.7978 | 161661740.582 | 1315387848.9383 | 1477049589.5204 | 477024890.5697 | 11964.1121 | 1032116699.5111 | 161661702.9549 | 1315393517.5347 | 1477055220.4895 | 477027423.3723 | 37.6271 | 1032116710.1972 | 161661720.7826 | 1315393533.6767 | 1477055254.4593 | 477027416.3435 | 0
2011-06-01 | 649076893.26 | 165161142.9674 | 739063082.5505 | 904224225.5179 | 219650163.5389 | 1772951282.3168 | 8.1943 | 399432786.1113 | 597758486.0579 | 268870957.514 | 1266062229.6832 | 5.8515 | 3039013512 | 14.0458 | 1266062229.6832 | 1047253464.4954 | 161179377.255 | 1338923366.9744 | 1500102744.2295 | 487675537.5628 | 3981765.7124 | 1048505729.8119 | 161166854.6019 | 1340809927.5689 | 1501976782.1708 | 488518477.3641 | 12522.6532 | 1048509668.1863 | 161166815.2181 | 1340815860.802 | 1501982676.0201 | 488521128.4098 | 39.3837 | 1048509679.3713 | 161166833.8782 | 1340815877.6976 | 1501982711.5758 | 488521121.0529 | 0
2011-07-01 | 646259517.15 | 164294600.3085 | 735185477.4605 | 899480077.769 | 218216471.5256 | 1763956066.4446 | 8.1883 | 387887899.685 | 580481351.902 | 261099725.9683 | 1229468977.5554 | 5.7072 | 2993425044 | 13.8954 | 1229468977.5554 | 1032927510.5912 | 160427920.3741 | 1317707879.0262 | 1478135799.4003 | 478495054.0741 | 3866679.9344 | 1034143581.4305 | 160415759.6657 | 1319539911.9791 | 1479955671.6448 | 479313630.2162 | 12160.7084 | 1034147405.9733 | 160415721.4203 | 1319545673.7228 | 1479961395.143 | 479316204.6382 | 38.2454 | 1034147416.835 | 160415739.5409 | 1319545690.1301 | 1479961429.671 | 479316197.4939 | 0
2011-08-01 | 641947958.79 | 163136492.8021 | 730003177.9908 | 893139670.7929 | 216169275.121 | 1751256904.704 | 8.1839 | 367555962.6539 | 550054235.4486 | 247413650.1935 | 1165023848.296 | 5.4443 | 2916280753 | 13.6282 | 1165023848.296 | 1008347959.0791 | 159472492.7992 | 1281991477.3135 | 1441463970.1127 | 462804823.8053 | 3664000.0029 | 1009500287.08 | 159460969.5192 | 1283727480.5149 | 1443188450.0341 | 463580492.6059 | 11523.28 | 1009503911.1516 | 159460933.2785 | 1283732940.2449 | 1443193873.5234 | 463582932.0843 | 36.2407 | 1009503921.4439 | 159460950.4493 | 1283732955.7922 | 1443193906.2415 | 463582925.3145 | 0
2011-09-01 | 640128514.32 | 162562976.3234 | 727436806.452 | 889999782.7754 | 215093044.1518 | 1745221341.2472 | 8.1788 | 359170971.3139 | 537505942.2105 | 241701007.2285 | 1138377920.7528 | 5.3349 | 2883599262 | 13.5138 | 1138446358.4128 | 998169894.0408 | 158982562.5262 | 1266832691.068 | 1425815253.5941 | 456102138.2278 | 3580413.7972 | 999295934.1801 | 158971302.1248 | 1268529091.1251 | 1427500393.2499 | 456860111.8287 | 11260.4014 | 999299475.5763 | 158971266.7108 | 1268534426.3033 | 1427505693.0141 | 456862495.6556 | 35.414 | 999299485.6339 | 158971283.49 | 1268534441.4958 | 1427505724.9858 | 456794051.3803 | 0
2011-10-01 | 638553603.57 | 162062519.6389 | 725197362.8801 | 887259882.519 | 214229837.3863 | 1740043323.4753 | 8.1746 | 358394384.2347 | 536343765.4116 | 240959260.8783 | 1135697410.5247 | 5.3354 | 2875740734 | 13.5102 | 1135984848.9847 | 995820838.5757 | 158489847.2888 | 1263426984.3291 | 1421916831.6179 | 454717829.9163 | 3572672.3501 | 996944444.0298 | 158478611.2343 | 1265119716.4885 | 1423598327.7228 | 455474164.6529 | 11236.0545 | 996947977.7689 | 158478575.8969 | 1265125040.1312 | 1423603616.0281 | 455476543.3256 | 35.3374 | 996947987.8047 | 158478592.6398 | 1265125055.2909 | 1423603647.9307 | 455189098.2646 | 0
2011-11-01 | 638491399.92 | 162046954.6404 | 725127712.6249 | 887174667.2653 | 214602743.9788 | 1740268811.1641 | 8.1764 | 384872412.7982 | 575968620.5018 | 258620427.5358 | 1219461460.8359 | 5.7295 | 2959730272 | 13.9061 | 1219910938.7959 | 1022153390.1713 | 158210334.7379 | 1303121515.4264 | 1461331850.1642 | 472857889.7219 | 3836619.9025 | 1023360007.1306 | 158198268.5683 | 1304939305.9362 | 1463137574.5045 | 473670102.1553 | 12066.1696 | 1023363801.941 | 158198230.6202 | 1304945022.8873 | 1463143253.5075 | 473672656.5634 | 37.9481 | 1023363812.7182 | 158198248.6 | 1304945039.1671 | 1463143287.7671 | 473223171.5147 | 0
2011-12-01 | 638471611.56 | 162369617.334 | 726571563.6462 | 888941180.9802 | 215440511.3785 | 1742853303.9187 | 8.1887 | 415372049.8787 | 621611886.454 | 278846302.7487 | 1315830239.0813 | 6.1824 | 3058683543 | 14.3716 | 1316584121.0413 | 1052537317.6275 | 158228960.2733 | 1350369120.1956 | 1508598080.4689 | 494161369.8029 | 4140657.0607 | 1053839554.2731 | 158215937.9069 | 1352330963.5109 | 1510546901.4178 | 495037946.9027 | 13022.3665 | 1053843649.8073 | 158215896.9515 | 1352337133.5081 | 1510553030.4597 | 495040703.7377 | 40.9553 | 1053843661.4387 | 158215916.3562 | 1352337151.078 | 1510553067.4342 | 494286814.1272 | 0
2012-01-01 | 636898049.58 | 162059822.8638 | 725185295.3509 | 887245118.2147 | 214568264.0411 | 1738711431.8359 | 8.1893 | 397441760.5834 | 594778879.8596 | 266558977.7212 | 1258779618.1641 | 5.9288 | 2997491050 | 14.1187 | 1259751375.1241 | 1033089857.0565 | 158097904.789 | 1322055496.8847 | 1480153401.6738 | 481257630.1549 | 3961918.0748 | 1034335880.2911 | 158085444.5567 | 1323932653.6686 | 1482018098.2253 | 482096368.2113 | 12460.2323 | 1034339799.0341 | 158085405.3693 | 1323938557.3267 | 1482023962.6959 | 482099006.0425 | 39.1874 | 1034339810.1634 | 158085423.9363 | 1323938574.1381 | 1482023998.0743 | 481127241.7623 | 0
2012-02-01 | 637161857.79 | 162147125.5417 | 725575957.374 | 887723082.9157 | 215232850.1231 | 1740117790.8288 | 8.1924 | 413756378.5872 | 619194004.7509 | 277313124.8331 | 1310263508.1712 | 6.1687 | 3050381299 | 14.3619 | 1311463008.1312 | 1049616973.8473 | 158022574.3811 | 1346947130.6265 | 1504969705.0077 | 492869568.9445 | 4124551.1606 | 1050914145.1873 | 158009602.6677 | 1348901342.9664 | 1506910945.6342 | 493742736.4252 | 12971.7134 | 1050918224.7911 | 158009561.8717 | 1348907488.9642 | 1506917050.8359 | 493745482.5369 | 40.796 | 1050918236.3772 | 158009581.2009 | 1348907506.4657 | 1506917087.6666 | 492545974.9562 | 0
2012-03-01 | 635475584.4 | 161519786.8956 | 722768742.4004 | 884288529.296 | 213736018.3669 | 1733500132.063 | 8.1829 | 386564351.8707 | 578500638.3371 | 258787851.7292 | 1223852841.937 | 5.7771 | 2957352974 | 13.9609 | 1225273793.897 | 1020824192.5806 | 157666300.8138 | 1303303465.9488 | 1460969766.7626 | 473126480.5349 | 3853486.0818 | 1022036113.9533 | 157654181.6001 | 1305129247.6544 | 1462783429.2545 | 473942263.5385 | 12119.2137 | 1022039925.4461 | 157654143.4851 | 1305134989.7379 | 1462789133.223 | 473944829.176 | 38.1149 | 1022039936.2707 | 157654161.544 | 1305135006.0892 | 1462789167.6332 | 472523870.0961 | 0
2012-04-01 | 634811616.27 | 161647643.9869 | 723340877.3126 | 884988521.2995 | 214676319.4411 | 1734476457.0106 | 8.196 | 402242189.8526 | 601962810.2534 | 269109101.8835 | 1273314101.9894 | 6.0168 | 3007790559 | 14.2139 | 1274967056.9494 | 1035788755.6806 | 157637872.5928 | 1327420268.8952 | 1485058141.488 | 484586845.3973 | 4009771.3941 | 1037049828.784 | 157625261.8618 | 1329320098.5817 | 1486945360.4435 | 485435714.0014 | 12610.731 | 1037053794.859 | 157625222.201 | 1329326073.5461 | 1486951295.7471 | 485438383.6932 | 39.6608 | 1037053806.1226 | 157625240.9923 | 1329326090.5606 | 1486951331.5528 | 483785421.3245 | 0
2012-05-01 | 635106330.48 | 161584461.2048 | 723058146.9992 | 884642608.204 | 216890521.1682 | 1736639459.8522 | 8.2023 | 444196552.2398 | 664748282.5933 | 297141899.3147 | 1406086734.1478 | 6.6411 | 3142726194 | 14.8447 | 1407947712.1078 | 1077905885.9379 | 157156465.6502 | 1390143772.9959 | 1547300238.6461 | 514953051.8214 | 4427995.5546 | 1079298490.5398 | 157142539.6042 | 1392241757.2897 | 1549384296.8939 | 515890458.4803 | 13926.046 | 1079302870.2813 | 157142495.8068 | 1392248355.4503 | 1549390851.2571 | 515893406.6242 | 43.7974 | 1079302882.7198 | 157142516.558 | 1392248374.2394 | 1549390890.7974 | 514032420.4829 | 0
2012-06-01 | 636023705.22 | 161710577.2974 | 723622491.2904 | 885333068.5878 | 215427910.7545 | 1736784684.5623 | 8.191 | 420681370.7936 | 629557382.5235 | 281038160.1206 | 1331276913.4377 | 6.2786 | 3068061598 | 14.471 | 1333412811.3977 | 1055382034.4046 | 157516994.0056 | 1355393481.3306 | 1512910475.3362 | 497711402.9274 | 4193583.2918 | 1056700916.3499 | 157503805.1861 | 1357380401.0943 | 1514884206.2804 | 498599184.5103 | 13188.8195 | 1056705064.2336 | 157503763.7073 | 1357386649.957 | 1514890413.6642 | 498601976.5833 | 41.4788 | 1056705076.0136 | 157503783.3599 | 1357386667.7514 | 1514890451.1113 | 496466070.8751 | 0
2012-07-01 | 636504142.32 | 161724412.5264 | 723684401.1731 | 885408813.6995 | 215066082.2902 | 1736979038.3097 | 8.1856 | 411406304.3212 | 615677075.5347 | 274543122.8344 | 1301626502.6903 | 6.134 | 3038605541 | 14.3213 | 1304014094.6503 | 1046616575.0875 | 157623288.1987 | 1341526279.2184 | 1499149567.4172 | 491125866.1277 | 4101124.3277 | 1047906378.6886 | 157610390.1627 | 1343469391.9249 | 1501079782.0876 | 491994074.1478 | 12898.036 | 1047910435.1209 | 157610349.5984 | 1343475503.0143 | 1501085852.6127 | 491996804.6621 | 40.5643 | 1047910446.6412 | 157610368.8178 | 1343475520.4164 | 1501085889.2342 | 489609205.1246 | 0
2012-08-01 | 637559243.61 | 162145588.4475 | 725569079.1849 | 887714667.6324 | 215599399.7648 | 1740873311.0071 | 8.1903 | 427229897.0754 | 639357372.1393 | 284934092.7782 | 1351521361.9928 | 6.3585 | 3092394673 | 14.5507 | 1354169349.3529 | 1063445503.9815 | 157886725.8438 | 1367174516.9083 | 1525061242.752 | 502277051.0228 | 4258862.6037 | 1064784916.2703 | 157873331.7209 | 1369192366.0099 | 1527065697.7308 | 503178652.236 | 13394.1229 | 1064789128.722 | 157873289.5964 | 1369198712.1453 | 1527072001.7417 | 503181487.7718 | 42.1245 | 1064789140.6854 | 157873309.555 | 1369198730.2167 | 1527072039.7717 | 500533492.5429 | 0
2012-09-01 | 638043908.07 | 162592393.4663 | 727568442.283 | 890160835.7493 | 216510465.8968 | 1744715209.7161 | 8.2021 | 438985153.8741 | 656949329.4136 | 292663246.9962 | 1388597730.2839 | 6.528 | 3133312940 | 14.732 | 1391429401.9839 | 1075648454.9939 | 158216347.9971 | 1386827692.943 | 1545044040.94 | 511076070.2968 | 4376045.4692 | 1077024721.294 | 158202585.3341 | 1388901063.2863 | 1547103648.6204 | 512002479.1226 | 13762.663 | 1077029049.6515 | 158202542.0505 | 1388907584.036 | 1547110126.0865 | 512005392.6784 | 43.2836 | 1077029061.9441 | 158202562.5582 | 1388907602.6047 | 1547110165.1629 | 509173712.893 | 0
2012-10-01 | 638212815.111 | 162801786.7149 | 728505435.1918 | 891307221.9067 | 216762417.4608 | 1746282454.4784 | 8.2073 | 432304620.628 | 646951788.956 | 288195727.6376 | 1367452137.2216 | 6.4268 | 3113734591.7 | 14.6361 | 1370254448.1216 | 1069157839.0452 | 158492336.4755 | 1377731992.7118 | 1536224329.1873 | 506845284.1281 | 4309450.2393 | 1070513161.1455 | 158478783.2545 | 1379773810.2352 | 1538252593.4897 | 507757594.7438 | 13553.221 | 1070517423.6335 | 158478740.6297 | 1379780231.7513 | 1538258972.381 | 507760463.9607 | 42.6249 | 1070517435.739 | 158478760.8253 | 1379780250.0374 | 1538259010.8627 | 504958145.0983 | 0
2012-11-01 | 638985984.9951 | 163144711.1357 | 730039953.3902 | 893184664.526 | 217373357.1782 | 1749544006.6993 | 8.2126 | 404755687.3357 | 605724305.3094 | 269568865.8257 | 1280048858.4707 | 6.0088 | 3029592865.17 | 14.2233 | 1282933964.8707 | 1042468716.9469 | 159109883.8162 | 1337894065.946 | 1497003949.7622 | 488970477.5413 | 4034827.3195 | 1043737670.1389 | 159097194.2843 | 1339805767.13 | 1498902961.4143 | 489824650.4849 | 12689.5319 | 1043741660.9967 | 159097154.3757 | 1339811779.4302 | 1498908933.8059 | 489827336.8588 | 39.9086 | 1043741672.3308 | 159097173.2844 | 1339811796.551 | 1498908969.8354 | 486942223.0038 | 0
2012-12-01 | 638786433.1176 | 162749647.534 | 728272122.7853 | 891021770.3193 | 216845254.3581 | 1746653457.795 | 8.2017 | 368271999.2041 | 551125797.2709 | 245082448.65 | 1164480245.125 | 5.468 | 2911133702.92 | 13.6715 | 1167293433.725 | 1005900218.0241 | 159078509.685 | 1281335751.6842 | 1440414261.3691 | 463961274.2777 | 3671137.8491 | 1007054790.8777 | 159066963.9564 | 1283075136.7971 | 1442142100.7535 | 464738454.1603 | 11545.7285 | 1007058422.0093 | 159066927.6451 | 1283080607.1632 | 1442147534.8084 | 464740898.391 | 36.3113 | 1007058432.3217 | 159066944.8494 | 1283080622.7408 | 1442147567.5902 | 461927703.0081 | 0
2013-01-01 | 638812028.2497 | 162741402.7834 | 728235229.1752 | 890976631.9586 | 217547326.4731 | 1747335986.6814 | 8.2046 | 377125220.8485 | 564374805.7422 | 251026904.7179 | 1192526931.3086 | 5.5995 | 2939862917.99 | 13.8059 | 1195355049.9086 | 1014751191.446 | 158982011.1514 | 1294594451.8219 | 1453576462.9733 | 470603990.5388 | 3759391.632 | 1015933520.1142 | 158970187.8648 | 1296375651.5771 | 1455345839.4419 | 471399853.7473 | 11823.2867 | 1015937238.5379 | 158970150.6805 | 1296381253.4503 | 1455351404.1308 | 471402356.737 | 37.1842 | 1015937249.0982 | 158970168.2984 | 1296381269.4024 | 1455351437.7008 | 468574231.191 | 0
2013-02-01 | 636582271.4481 | 162220561.5542 | 725904568.8428 | 888125130.397 | 215904120.1161 | 1740611521.9612 | 8.2014 | 354296132.3589 | 530210656.3581 | 235627472.5918 | 1120134261.3088 | 5.2778 | 2860745783.27 | 13.4811 | 1122994823.9088 | 989764143.5674 | 158688742.833 | 1257979516.4108 | 1416668259.2438 | 453642124.3376 | 3531818.7212 | 990874900.5552 | 158677635.2631 | 1259652892.1209 | 1418330527.384 | 454389810.3609 | 11107.5699 | 990878393.8859 | 158677600.3298 | 1259658154.8875 | 1418335755.2173 | 454392161.8334 | 34.9333 | 990878403.807 | 158677616.8812 | 1259658169.8739 | 1418335786.7551 | 451531592.7079 | 0
2013-03-01 | 636392398.4259 | 162373183.734 | 726587522.5731 | 888960706.3071 | 215588705.238 | 1740941809.971 | 8.2053 | 362971613.1836 | 543193672.4347 | 241416261.9407 | 1147581547.559 | 5.4087 | 2888523357.53 | 13.6159 | 1150493063.859 | 998222467.0096 | 158754883.0482 | 1271691136.2295 | 1430446019.2777 | 459148086.8569 | 3618300.6858 | 999360422.5753 | 158743503.4925 | 1273405487.0944 | 1432148990.587 | 459914081.1121 | 11379.5557 | 999364001.4455 | 158743467.7038 | 1273410878.7279 | 1432154346.4318 | 459916490.164 | 35.7887 | 999364011.6095 | 158743484.6605 | 1273410894.0813 | 1432154378.7418 | 457004967.1787 | 0
2013-04-01 | 636147306.2418 | 162145349.6372 | 725568010.5565 | 887713360.1936 | 214188842.7822 | 1738049509.2176 | 8.1948 | 346214615.4218 | 518116518.1267 | 230104445.2938 | 1094435578.8424 | 5.1602 | 2832485088.06 | 13.3568 | 1097379241.7424 | 981273077.7698 | 158694091.9219 | 1245506295.294 | 1404200387.2159 | 446504028.2591 | 3451257.7153 | 982358498.3212 | 158683237.7164 | 1247141501.1995 | 1405824738.9159 | 447234659.5174 | 10854.2055 | 982361911.9689 | 158683203.5799 | 1247146643.9221 | 1405829847.502 | 447236957.3527 | 34.1365 | 982361921.6636 | 158683219.7538 | 1247146658.5666 | 1405829878.3204 | 444293288.076 | 0
2013-05-01 | 634770468.2007 | 162167678.3479 | 725667927.0711 | 887835605.419 | 211683884.4515 | 1734289958.0711 | 8.1948 | 309775734.8589 | 463585065.4361 | 205543526.3228 | 978904326.6179 | 4.6255 | 2713194284.689 | 12.8221 | 981880734.9179 | 943571959.3323 | 159079663.4366 | 1190883019.2752 | 1349962682.7118 | 419548036.0336 | 3088014.9113 | 944543140.022 | 159069951.6297 | 1192346120.7402 | 1351416072.3698 | 420201768.7903 | 9711.8069 | 944546194.3852 | 159069921.086 | 1192350722.1943 | 1351420643.2803 | 420203824.7798 | 30.5436 | 944546203.0596 | 159069935.5576 | 1192350735.2975 | 1351420670.8551 | 417227410.7743 | 0
2013-06-01 | 630145608.3102 | 161056223.5873 | 720694389.3084 | 881750612.8957 | 211417573.3774 | 1723313794.5833 | 8.2028 | 312782325.4261 | 468084483.331 | 207582809.9986 | 988449618.7557 | 4.7049 | 2711763413.339 | 12.9095 | 991410575.4557 | 941944234.291 | 157938237.3275 | 1190424719.9593 | 1348362957.2868 | 421299192.2014 | 3117986.2598 | 942924840.9697 | 157928431.2607 | 1191902021.8492 | 1349830453.1099 | 421959269.8926 | 9806.0668 | 942927924.9777 | 157928400.4206 | 1191906667.9637 | 1349835068.3843 | 421961345.8369 | 30.8401 | 942927933.7363 | 157928415.0326 | 1191906681.1941 | 1349835096.2267 | 419000383.376 | 0
2013-07-01 | 628164075.5029 | 160674585.7646 | 718986636.3795 | 879661222.1441 | 210990265.4556 | 1718815563.1026 | 8.207 | 317850218.7731 | 475668678.6197 | 210797367.2686 | 1004316264.6614 | 4.7954 | 2723131827.764 | 13.0044 | 1007474024.8614 | 945014656.3218 | 157506079.9564 | 1196327829.3588 | 1353833909.3152 | 424272516.5188 | 3168505.8082 | 946011151.3985 | 157496115.0057 | 1197829067.4107 | 1355325182.4164 | 424943289.1984 | 9964.9508 | 946014285.3755 | 157496083.6659 | 1197833788.8044 | 1355329872.4703 | 424945398.7784 | 31.3398 | 946014294.276 | 157496098.5147 | 1197833802.2492 | 1355329900.7638 | 421787632.7242 | 0
2013-08-01 | 627020831.1307 | 160275168.7469 | 717199325.1088 | 877474493.8557 | 210581291.3575 | 1715076616.3439 | 8.2038 | 314605313.949 | 470812619.0711 | 208518337.6599 | 993936270.6801 | 4.7544 | 2709012887.024 | 12.9602 | 997188811.4801 | 940636712.3412 | 157139009.9348 | 1189667383.988 | 1346806393.9229 | 421686162.7478 | 3136158.8121 | 941623034.2876 | 157129146.7154 | 1191153296.0332 | 1348282442.7486 | 422350087.5684 | 9863.2195 | 941626136.2701 | 157129115.6955 | 1191157969.2266 | 1348287084.9221 | 422352175.6119 | 31.0198 | 941626145.0798 | 157129130.3927 | 1191157982.5341 | 1348287112.9268 | 419099629.0174 | 0
2013-09-01 | 625164003.0533 | 159764144.8552 | 714912595.3982 | 874676740.2535 | 209617098.3407 | 1709457841.6474 | 8.2012 | 308586939.0319 | 461806010.6902 | 204287808.4074 | 974680758.1296 | 4.676 | 2684138599.777 | 12.8793 | 978112667.9296 | 932780437.1172 | 156687980.5146 | 1178342377.4632 | 1335030357.9778 | 416683550.1414 | 3076164.3406 | 933747890.8023 | 156678305.9777 | 1179799864.1278 | 1336478170.1056 | 417334774.1323 | 9674.5369 | 933750933.4441 | 156678275.5513 | 1179804447.9234 | 1336482723.4747 | 417336822.2317 | 30.4264 | 933750942.0852 | 156678289.9674 | 1179804460.9763 | 1336482750.9437 | 413904906.7481 | 0
2013-10-01 | 623545384.0385 | 159295425.4548 | 712815169.8251 | 872110595.2799 | 209087235.1288 | 1704743214.4473 | 8.1997 | 305452549.4051 | 457115339.1601 | 201954193.6055 | 964522082.1707 | 4.6393 | 2669265296.618 | 12.8412 | 968177749.0707 | 928037286.1213 | 156250506.434 | 1171537787.3348 | 1327788293.7688 | 414050464.6071 | 3044919.0208 | 928994913.1533 | 156240930.1636 | 1172980469.9669 | 1329221400.1305 | 414695073.9638 | 9576.2703 | 928997924.8903 | 156240900.0463 | 1172985007.2038 | 1329225907.25 | 414697101.2602 | 30.1174 | 928997933.4437 | 156240914.3159 | 1172985020.1241 | 1329225934.44 | 411041428.7343 | 0
2013-11-01 | 620598352.6398 | 158701588.5942 | 710157868.6412 | 868859457.2353 | 207215173.8887 | 1696672983.7638 | 8.1996 | 306616516.6988 | 458857237.5507 | 202655540.6476 | 968129294.8972 | 4.6787 | 2664802278.661 | 12.8806 | 971867118.2922 | 926250561.3427 | 155645066.5071 | 1170628509.288 | 1326273575.7951 | 412959442.8311 | 3056522.087 | 927211837.5391 | 155635453.7452 | 1172076689.4528 | 1327712143.198 | 413606508.5569 | 9612.762 | 927214860.7527 | 155635423.513 | 1172081243.9795 | 1327716667.4925 | 413608543.5786 | 30.2321 | 927214869.3387 | 155635437.837 | 1172081256.949 | 1327716694.7861 | 409870714.5363 | 0
2013-12-01 | 618454289.9725 | 158420765.8941 | 708901243.223 | 867322009.1172 | 206725793.6824 | 1692502092.7721 | 8.2077 | 344484971.865 | 515528074.8394 | 227996436.6086 | 1088009483.3129 | 5.2763 | 2780511576.085 | 13.4865 | 1091896876.6129 | 961855857.6673 | 154986750.2172 | 1226241983.3622 | 1381228733.5794 | 437880362.4613 | 3434015.6769 | 962935855.5977 | 154975950.2379 | 1227869019.99 | 1382844970.2278 | 438607343.5801 | 10799.9793 | 962939252.1912 | 154975916.2719 | 1227874137.0202 | 1382850053.2921 | 438609629.9358 | 33.9659 | 962939261.8375 | 154975932.365 | 1227874151.5916 | 1382850083.9566 | 434722230.2909 | 0
2014-01-01 | 617637007.3347 | 158251771.8539 | 708145028.6916 | 866396800.5455 | 206111265.2221 | 1690145073.1022 | 8.2071 | 350511071.6579 | 524546243.6384 | 231862606.7915 | 1106919922.0878 | 5.375 | 2797064995.19 | 13.5848 | 1110997505.3178 | 967045722.7571 | 154757684.6996 | 1234535646.7112 | 1389293331.4108 | 441309437.0978 | 3494087.1542 | 968144613.1671 | 154746695.7955 | 1236191145.2049 | 1390937841.0004 | 442049135.3484 | 10988.9041 | 968148069.1775 | 154746661.2354 | 1236196351.7476 | 1390943012.983 | 442051461.6994 | 34.5601 | 968148078.9926 | 154746677.61 | 1236196366.5739 | 1390943044.1839 | 437973872.0135 | 0
2014-02-01 | 616953519.0003 | 158041422.9346 | 707203759.3476 | 865245182.2822 | 206522870.5375 | 1688721571.8201 | 8.2093 | 364318745.8523 | 545209681.1665 | 241049492.6731 | 1150577919.6919 | 5.5932 | 2839299491.512 | 13.8053 | 1154763003.2569 | 980126483.5246 | 154409693.2893 | 1254330470.2908 | 1408740163.5801 | 450986198.327 | 3631729.6452 | 981268662.498 | 154398271.4996 | 1256051183.7967 | 1410449455.2963 | 451755035.4929 | 11421.7897 | 981272254.6509 | 154398235.5781 | 1256056595.4407 | 1410454831.0187 | 451757453.4858 | 35.9215 | 981272264.8526 | 154398252.5977 | 1256056610.851 | 1410454863.4487 | 447572363.2107 | 0
2014-03-01 | 617085316.0425 | 158084666.0393 | 707397263.5927 | 865481929.632 | 207295058.162 | 1689862303.8366 | 8.2131 | 371159371.4106 | 555446802.7038 | 245516778.302 | 1172122952.4164 | 5.6968 | 2861985256.253 | 13.9127 | 1176445393.7564 | 987077392.3789 | 154384745.276 | 1264797091.1545 | 1419181836.4305 | 456348548.0203 | 3699920.7634 | 988241017.459 | 154373109.0252 | 1266550113.6122 | 1420923222.6373 | 457131821.2459 | 11636.2508 | 988244677.0599 | 154373072.4291 | 1266555626.8678 | 1420928699.297 | 457134284.6402 | 36.596 | 988244687.4531 | 154373089.7683 | 1266555642.5675 | 1420928732.3358 | 452811836.464 | 0
2014-04-01 | 616129042.7466 | 158045571.821 | 707222324.7845 | 865267896.6055 | 207903813.7489 | 1689300753.101 | 8.2231 | 398670330.909 | 596617457.8718 | 263909930.8412 | 1259197719.622 | 6.1294 | 2948498472.723 | 14.3556 | 1263645513.362 | 1013545556.699 | 154071406.6815 | 1305937569.0154 | 1460008975.6968 | 475417568.9277 | 3974165.1395 | 1014795431.6354 | 154058907.9321 | 1307820528.4585 | 1461879436.3906 | 476258899.6877 | 12498.7494 | 1014799362.492 | 154058868.6235 | 1307826450.366 | 1461885318.9895 | 476261545.6729 | 39.3086 | 1014799373.6557 | 154058887.2479 | 1307826467.2293 | 1461885354.4772 | 471813744.5901 | 0
2014-05-01 | 614376041.6618 | 157703305.6523 | 705690752.1329 | 863394057.7852 | 207732876.1162 | 1685502975.5632 | 8.2279 | 398650756.3786 | 596588164.2282 | 263777181.06 | 1259016101.6668 | 6.146 | 2944519077.23 | 14.3771 | 1263583468.9468 | 1011773042.6456 | 153729335.6425 | 1304376599.7199 | 1458105935.3623 | 475233496.4922 | 3973970.0098 | 1013022856.2137 | 153716837.5068 | 1306259466.7105 | 1459976304.2173 | 476074785.9433 | 12498.1357 | 1013026786.8774 | 153716798.2001 | 1306265388.3272 | 1459982186.5274 | 476077431.7986 | 39.3066 | 1013026798.0405 | 153716816.8236 | 1306265405.1898 | 1459982222.0134 | 471510057.1761 | 0
2014-06-01 | 615065485.1326 | 157898444.7487 | 706563960.5615 | 864462405.3102 | 208062089.8201 | 1687589980.263 | 8.2288 | 410797299.8128 | 614765689.1248 | 271878377.0565 | 1297441365.994 | 6.3264 | 2985031346.257 | 14.5586 | 1302083763.359 | 1024570828.7091 | 153803391.3129 | 1323491247.641 | 1477294638.9539 | 483713222.5232 | 4095053.4358 | 1025858723.0146 | 153790512.3699 | 1325431483.9589 | 1479221996.3288 | 484580145.3356 | 12878.9431 | 1025862773.4422 | 153790471.8656 | 1325437586.0021 | 1479228057.8677 | 484582871.8078 | 40.5043 | 1025862784.9454 | 153790491.0565 | 1325437603.3784 | 1479228094.435 | 479940466.8766 | 0
2014-07-01 | 615195259.5178 | 158000421.0931 | 707020284.3073 | 865020705.4004 | 208719958.2559 | 1688935923.174 | 8.2338 | 421298844.243 | 630481442.8589 | 278998444.8181 | 1330778731.92 | 6.4877 | 3019714655.094 | 14.7248 | 1335369986.27 | 1035169120.1997 | 153800682.4863 | 1339718583.802 | 1493519266.2882 | 491417784.3493 | 4199738.6068 | 1036489937.9915 | 153787474.3083 | 1341708419.9539 | 1495495894.2622 | 492306869.0123 | 13208.1779 | 1036494091.9635 | 153787432.7686 | 1341714677.9886 | 1495502110.7572 | 492309665.1836 | 41.5397 | 1036494103.7607 | 153787452.4501 | 1341714695.8091 | 1495502148.2593 | 487718403.074 | 0
2014-08-01 | 613371632.8458 | 157529309.6509 | 704912154.8257 | 862441464.4765 | 207826176.0761 | 1683639273.3984 | 8.2325 | 406138220.861 | 607793292.0721 | 268740802.4796 | 1282672315.4126 | 6.2719 | 2966311588.811 | 14.5078 | 1287316112.6026 | 1018232550.2593 | 153480700.4767 | 1314842528.9768 | 1468323229.4535 | 480350997.114 | 4048609.1741 | 1019505837.8446 | 153467967.6009 | 1316760760.0035 | 1470228727.6044 | 481208087.6762 | 12732.8759 | 1019509842.334 | 153467927.556 | 1316766792.8401 | 1470234720.3961 | 481210783.226 | 40.0449 | 1019509853.7068 | 153467946.5293 | 1316766810.0193 | 1470234756.5486 | 476566978.5556 | 0
2014-09-01 | 610798530.5142 | 156571364.2047 | 700625540.5431 | 857196904.7478 | 205930976.6962 | 1673926411.9582 | 8.2195 | 391876010.602 | 586449632.9918 | 259150271.7599 | 1237475915.3538 | 6.0764 | 2911402327.312 | 14.2992 | 1242109894.3138 | 1001442092.2759 | 152664928.5871 | 1289137208.469 | 1441802137.0561 | 468885641.3224 | 3906435.6176 | 1002670666.2776 | 152652642.8471 | 1290988077.6646 | 1443640720.5117 | 469712633.7427 | 12285.74 | 1002674530.1429 | 152652604.2084 | 1290993898.6483 | 1443646502.8567 | 469715234.6338 | 38.6387 | 1002674541.1162 | 152652622.5154 | 1290993915.2242 | 1443646537.7396 | 465081248.4561 | 0
2014-10-01 | 610169852.7483 | 156555841.017 | 700556077.3827 | 857111918.3996 | 205982598.9974 | 1673264370.1453 | 8.2247 | 404272181.6069 | 605000730.1237 | 267465958.137 | 1276738869.8677 | 6.2756 | 2950003240.013 | 14.5037 | 1281401420.8177 | 1013170599.5955 | 152525833.5485 | 1307684070.5661 | 1460209904.1146 | 477255279.7845 | 4030007.4685 | 1014438036.9443 | 152513159.175 | 1309593488.1046 | 1462106647.2796 | 478108432.3656 | 12674.3735 | 1014442023.0348 | 152513119.3141 | 1309599493.2228 | 1462112612.5369 | 478111115.5304 | 39.8609 | 1014442034.3553 | 152513138.2002 | 1309599510.3231 | 1462112648.5233 | 473448557.1344 | 0
2014-11-01 | 608598407.2661 | 155578658.7797 | 696183382.3075 | 851762041.0873 | 205406604.036 | 1665767052.3893 | 8.209 | 399090053.0154 | 597245579.6975 | 263899209.1077 | 1260234841.8207 | 6.2105 | 2926001894.21 | 14.4228 | 1264975885.6407 | 1006433323.3001 | 151600309.6194 | 1295528956.9241 | 1447129266.5435 | 473201999.0261 | 3978349.1603 | 1007684514.111 | 151587797.7113 | 1297413898.7562 | 1449001696.4675 | 474044215.5434 | 12511.9081 | 1007688449.1061 | 151587758.3613 | 1297419826.8983 | 1449007585.2596 | 474046864.3143 | 39.3499 | 1007688460.2815 | 151587777.0053 | 1297419843.7794 | 1449007620.7848 | 469305813.1438 | 0
2014-12-01 | 608001128.8564 | 155363978.4275 | 695222730.6672 | 850586709.0946 | 205617186.5071 | 1664205024.4581 | 8.2093 | 408957873.9779 | 612012954.6461 | 270486669.6759 | 1291457498.2999 | 6.3706 | 2955662522.758 | 14.5833 | 1296253426.8049 | 1015672831.5866 | 151287261.4002 | 1309387604.2873 | 1460674865.6875 | 480034036.9617 | 4076717.0273 | 1016954959.0916 | 151274440.1251 | 1311319152.8149 | 1462593592.94 | 480897077.9563 | 12821.275 | 1016958991.3826 | 151274399.8022 | 1311325227.535 | 1462599627.3372 | 480899792.2203 | 40.3229 | 1016959002.8343 | 151274418.9072 | 1311325244.8335 | 1462599663.7407 | 476103856.1829 | 0
2015-01-01 | 606754985.2979 | 154958801.1851 | 693409643.543 | 848368444.7281 | 205006515.873 | 1660129945.8991 | 8.206 | 398093578.7828 | 595754337.743 | 263172188.9911 | 1257020105.517 | 6.2134 | 2917150051.416 | 14.4229 | 1261817410.842 | 1003596561.0077 | 150990385.428 | 1291258732.7999 | 1442249118.2279 | 472133261.7483 | 3968415.7571 | 1004844627.7633 | 150977904.7604 | 1293138968.1856 | 1444116872.9461 | 472973375.364 | 12480.6676 | 1004848552.9333 | 150977865.5087 | 1293144881.5259 | 1444122747.0346 | 472976017.5214 | 39.2517 | 1004848564.0808 | 150977884.1062 | 1293144898.3649 | 1444122782.4711 | 468178704.8642 | 0
2015-02-01 | 606431580.4201 | 154891031.9028 | 693106389.5588 | 847997421.4617 | 204848353.4036 | 1659277355.2854 | 8.2063 | 386629082.8251 | 578597509.3969 | 255434781.4607 | 1220661373.6826 | 6.0371 | 2879938728.968 | 14.2468 | 1225478968.3827 | 991844715.9765 | 151036900.5473 | 1273738324.7785 | 1424775225.3258 | 464282251.0102 | 3854131.3556 | 993056840.2878 | 151024779.3042 | 1275564412.2148 | 1426589191.519 | 465098170.6182 | 12121.2431 | 993060652.4187 | 151024741.1829 | 1275570155.2598 | 1426594896.4426 | 465100736.6853 | 38.1213 | 993060663.2452 | 151024759.2447 | 1275570171.6138 | 1426594930.8585 | 460283134.8643 | 0
2015-03-01 | 603888400.3346 | 154243873.1164 | 690210483.4214 | 844454356.5378 | 204160460.3671 | 1652503217.2395 | 8.2068 | 384086627.0177 | 574792677.6777 | 253678340.5161 | 1212557645.2115 | 6.0219 | 2865060862.451 | 14.2321 | 1217420272.7015 | 986767076.0992 | 150415086.3588 | 1267024208.6274 | 1417439294.9861 | 461888332.098 | 3828786.7576 | 987971229.5345 | 150403044.8244 | 1268838287.7931 | 1419241332.6175 | 462698886.2546 | 12041.5344 | 987975016.5971 | 150403006.9538 | 1268843993.0721 | 1419247000.0259 | 462701435.4474 | 37.8706 | 987975027.3523 | 150403024.8969 | 1268844009.3186 | 1419247034.2155 | 457838800.8832 | 0
2015-04-01 | 603036329.2032 | 153935377.5029 | 688830027.2501 | 842765404.753 | 204151393.2018 | 1649953127.158 | 8.2056 | 382489779.0995 | 572402965.4977 | 252532060.6488 | 1207424805.246 | 6.0048 | 2857377932.404 | 14.214 | 1212358823.301 | 984323179.1314 | 150122509.0036 | 1263245637.7301 | 1413368146.7337 | 460807756.0947 | 3812868.4993 | 985522326.2744 | 150110517.5322 | 1265052174.825 | 1415162692.3572 | 461614940.356 | 11991.4714 | 985526097.5921 | 150110479.819 | 1265057856.3842 | 1415168336.2032 | 461617478.9505 | 37.7132 | 985526108.3027 | 150110497.6875 | 1265057872.5631 | 1415168370.2507 | 456683453.8506 | 0
2015-05-01 | 603661780.8219 | 154033310.3822 | 689268257.2985 | 843301567.6807 | 204215464.6729 | 1651178813.1756 | 8.2032 | 375608562.3223 | 562105098.4572 | 247858725.7399 | 1185572386.5194 | 5.89 | 2836751199.695 | 14.0967 | 1190547772.8344 | 978089055.3784 | 150289037.6367 | 1253349792.0674 | 1403638829.7041 | 456254428.182 | 3744272.7456 | 979266629.1568 | 150277261.8989 | 1255123828.4943 | 1405401090.3931 | 457047090.7222 | 11775.7378 | 979270332.6264 | 150277224.8642 | 1255129407.8388 | 1405406632.703 | 457049583.6459 | 37.0347 | 979270343.1442 | 150277242.4112 | 1255129423.7267 | 1405406666.1379 | 452074190.4128 | 0
2015-06-01 | 603024110.0508 | 153848236.4784 | 688440088.5933 | 842288325.0717 | 204476535.1738 | 1649788970.2963 | 8.2049 | 378704834.1348 | 566738725.9796 | 249856611.9143 | 1195300172.0287 | 5.9446 | 2845089142.325 | 14.1531 | 1200361871.5537 | 980537918.6545 | 150073098.3923 | 1257171543.3355 | 1407244641.7278 | 458593143.3817 | 3775138.086 | 981725199.5825 | 150061225.583 | 1258960203.7606 | 1409021429.3437 | 459392340.1145 | 11872.8093 | 981728933.581 | 150061188.243 | 1258965829.0977 | 1409027017.3407 | 459394853.5882 | 37.34 | 981728944.1856 | 150061205.9347 | 1258965845.1165 | 1409027051.0513 | 454333147.0881 | 0
2015-07-01 | 602635193.0896 | 153664771.8906 | 687619121.2561 | 841283893.1467 | 204390473.2187 | 1648309559.4551 | 8.2028 | 378073896.4949 | 565794516.2364 | 249357690.6806 | 1193226103.4119 | 5.9381 | 2841535662.867 | 14.1446 | 1198362019.9069 | 979520048.3504 | 149895923.338 | 1255403046.288 | 1405298969.626 | 458083712.833 | 3768848.5526 | 980705351.2202 | 149884070.3093 | 1257188726.7322 | 1407072797.0415 | 458881578.0716 | 11853.0287 | 980709078.9977 | 149884033.0315 | 1257194342.6972 | 1407078375.7287 | 458884087.3578 | 37.2778 | 980709089.5846 | 149884050.6937 | 1257194358.6894 | 1407078409.3831 | 453748163.8993 | 0
2015-08-01 | 602023880.899 | 153473694.8874 | 686764089.8824 | 840237784.7698 | 204244391.6936 | 1646506057.3625 | 8.2022 | 374658935.8477 | 560683965.0313 | 247037886.1545 | 1182380787.0335 | 5.8901 | 2828886844.396 | 14.0959 | 1187537789.0435 | 975504515.5532 | 149738888.5409 | 1249419494.3312 | 1399158382.8721 | 455646141.6342 | 3734806.3465 | 976679112.1492 | 149727142.5749 | 1251189045.5782 | 1400916188.1531 | 456436800.1377 | 11745.966 | 976682806.2555 | 149727105.6339 | 1251194610.8168 | 1400921716.4507 | 456439286.7587 | 36.9411 | 976682816.7468 | 149727123.1366 | 1251194626.6646 | 1400921749.8011 | 451282277.8481 | 0
2015-09-01 | 602540315.217 | 153763427.8954 | 688060587.1463 | 841824015.0417 | 206034001.3728 | 1650398331.6315 | 8.2145 | 400139242.3093 | 598815710.7075 | 264213761.6347 | 1263168714.6515 | 6.2872 | 2913567046.283 | 14.5054 | 1268301448.7465 | 1001421120.8478 | 149774619.8391 | 1288981813.5624 | 1438756433.4015 | 474533418.0724 | 3988808.0563 | 1002675600.9815 | 149762075.0377 | 1290871710.8195 | 1440633785.8572 | 475377848.738 | 12544.8013 | 1002679546.3215 | 149762035.5843 | 1290877654.5463 | 1440639690.1307 | 475380504.4724 | 39.4534 | 1002679557.5263 | 149762054.2774 | 1290877671.4718 | 1440639725.7492 | 470247763.0075 | 0
2015-10-01 | 601601028.5587 | 153515977.726 | 686953297.1282 | 840469274.8542 | 206123940.4458 | 1648194243.8587 | 8.2164 | 395688568.591 | 592155195.9069 | 261240618.4174 | 1249084382.9153 | 6.2268 | 2897278626.774 | 14.4468 | 1254194369.6903 | 996045157.8263 | 149571536.4333 | 1281190589.4875 | 1430762125.9208 | 471636888.5092 | 3944441.2927 | 997285684.6128 | 149559131.1654 | 1283059465.772 | 1432618596.9374 | 472471926.7309 | 12405.2679 | 997289586.0696 | 149559092.1509 | 1283065343.3879 | 1432624435.5388 | 472474552.9261 | 39.0146 | 997289597.1497 | 149559110.636 | 1283065360.1251 | 1432624470.7611 | 467364558.8632 | 0
2015-11-01 | 601122687.6469 | 153722090.8246 | 687875612.0217 | 841597702.8463 | 205888974.2176 | 1648609364.7107 | 8.225 | 389336490.4115 | 582649194.4771 | 256987600.8427 | 1228973285.7313 | 6.1314 | 2877582650.442 | 14.36 | 1234060503.5113 | 989234716.0012 | 149840970.541 | 1272573478.5854 | 1422414449.1264 | 467139582.8109 | 3881120.2835 | 990455328.3303 | 149828764.4177 | 1274412353.3757 | 1424241117.7934 | 467961215.9749 | 12206.1233 | 990459167.1561 | 149828726.0295 | 1274418136.6369 | 1424246862.6664 | 467963800.0112 | 38.3883 | 990459178.0584 | 149828744.2178 | 1274418153.1055 | 1424246897.3233 | 462876575.0603 | 0
2015-12-01 | 602262920.0436 | 153854866.3681 | 688469756.024 | 842324622.3922 | 205588110.4332 | 1650175652.8689 | 8.2172 | 366318686.9892 | 548202629.7369 | 241517774.4769 | 1156039091.2031 | 5.7566 | 2806214744.072 | 13.9774 | 1161102117.178 | 967429535.8961 | 150203200.2096 | 1238599939.143 | 1388803139.3526 | 451393428.6398 | 3651666.1585 | 968577984.903 | 150191715.7195 | 1240330098.5689 | 1390521814.2884 | 452166486.3656 | 11484.4901 | 968581596.7751 | 150191679.6008 | 1240335539.9203 | 1390527219.5211 | 452168917.6321 | 36.1187 | 968581607.0328 | 150191696.7138 | 1240335555.4152 | 1390527252.1291 | 447105884.9101 | 0
2016-01-01 | 601780834.2949 | 153820784.8432 | 688317248.0165 | 842138032.8597 | 205779714.6694 | 1649698581.8241 | 8.2214 | 359477085.7186 | 537964048.0283 | 236948770.57 | 1134389904.3169 | 5.6533 | 2784088486.141 | 13.8783 | 1139416634.0119 | 960127365.6916 | 150237319.5293 | 1228172849.2113 | 1378410168.7406 | 446994216.0898 | 3583465.314 | 961254365.5329 | 150226049.5309 | 1229870695.0771 | 1380096744.608 | 447752835.6967 | 11269.9984 | 961257909.9474 | 150226014.0867 | 1229876034.8024 | 1380102048.8891 | 447755221.5554 | 35.4441 | 961257920.0135 | 150226030.8801 | 1229876050.0079 | 1380102080.888 | 442728485.2394 | 0
2016-02-01 | 603207042.9994 | 154412252.1121 | 690963945.7514 | 845376197.8636 | 207072871.2746 | 1655656112.1376 | 8.2316 | 381825910.5999 | 571409474.1193 | 251954885.4872 | 1205190270.2064 | 5.992 | 2860846382.344 | 14.2272 | 1210254592.3464 | 983832112.2924 | 150606001.4192 | 1264382571.6052 | 1414988573.0244 | 463283768.4743 | 3806250.6929 | 985029178.1353 | 150594030.7608 | 1266185973.1835 | 1416780003.9443 | 464089551.746 | 11970.6584 | 985032942.9074 | 150593993.1131 | 1266191644.8814 | 1416785637.9945 | 464092085.9344 | 37.6477 | 985032953.5993 | 150594010.9506 | 1266191661.0323 | 1416785671.9829 | 459027756.7618 | 0
2016-03-01 | 603264483.7769 | 154211916.3137 | 690067483.1206 | 844279399.4343 | 206371683.1764 | 1653915566.3876 | 8.2226 | 360246575.1504 | 539115603.0678 | 237447165.6722 | 1136809343.8904 | 5.6518 | 2790724910.278 | 13.8778 | 1141855646.3804 | 962378084.5636 | 150620780.3058 | 1231078688.3756 | 1381699468.6815 | 448102523.5151 | 3591136.0079 | 963507496.838 | 150609486.1831 | 1232780168.6161 | 1383389654.7992 | 448862767.008 | 11294.1227 | 963511048.8396 | 150609450.6631 | 1232785519.7715 | 1383394970.4346 | 448865157.9738 | 35.52 | 963511058.9273 | 150609467.4925 | 1232785535.0096 | 1383395002.5021 | 443818848.8486 | 0
2016-04-01 | 603116755.8506 | 154304987.0966 | 690483956.2599 | 844788943.3565 | 206553173.2502 | 1654458872.4573 | 8.2274 | 358271883.9752 | 536160441.5278 | 236209607.4386 | 1130641932.9417 | 5.6225 | 2785100805.399 | 13.8533 | 1135596566.0067 | 960261875.8597 | 150733535.8965 | 1228529609.2339 | 1379263145.1304 | 446958966.2738 | 3571451.2001 | 961385097.2621 | 150722303.6825 | 1230221762.8125 | 1380944066.495 | 447715042.4929 | 11232.214 | 961388629.7934 | 150722268.3572 | 1230227084.6355 | 1380949352.9927 | 447717420.3526 | 35.3253 | 961388639.8258 | 150722285.0943 | 1230227099.79 | 1380949384.8844 | 442762780.6888 | 0
2016-05-01 | 603061861.1868 | 154300685.4839 | 690464707.4032 | 844765392.8871 | 206857167.8349 | 1654684421.9088 | 8.2292 | 369332725.9638 | 552713194.31 | 243625863.0335 | 1165671783.3072 | 5.7972 | 2820356205.216 | 14.03 | 1170655566.5622 | 971233036.8706 | 150618973.727 | 1245121314.8404 | 1395740288.5674 | 454684951.2761 | 3681711.7568 | 972390935.2181 | 150607394.7436 | 1246865709.8708 | 1397473104.6144 | 455464369.6551 | 11578.9835 | 972394576.8084 | 150607358.3277 | 1246871195.9932 | 1397478554.3208 | 455466820.9259 | 36.4159 | 972394587.1505 | 150607375.5815 | 1246871211.6156 | 1397478587.1971 | 450483030.8684 | 0
2016-06-01 | 603203482.2458 | 154460519.4373 | 691179932.3779 | 845640451.8151 | 207000131.472 | 1655844065.5329 | 8.2326 | 361607798.215 | 541152698.3353 | 238430552.1698 | 1141191048.7201 | 5.6738 | 2797035114.253 | 13.9098 | 1146170247.4051 | 963674025.0547 | 150855814.0092 | 1234235395.5984 | 1385091209.6076 | 449644372.8477 | 3604705.4281 | 964807704.9118 | 150844477.2106 | 1235943305.0302 | 1386787782.2408 | 450407488.9868 | 11336.7986 | 964811270.335 | 150844441.5564 | 1235948676.4054 | 1386793117.9617 | 450409888.987 | 35.6542 | 964811280.4608 | 150844458.4493 | 1235948691.701 | 1386793150.1504 | 445430683.6418 | 0
2016-07-01 | 602296470.917 | 154264358.2558 | 690302150.3229 | 844566508.5786 | 206502149.6653 | 1653365129.161 | 8.2327 | 343225021.6717 | 513642536.2802 | 226113773.0531 | 1082981331.005 | 5.3925 | 2736346460.166 | 13.6285 | 1087903275.17 | 944442050.958 | 150842902.4553 | 1205750722.0984 | 1356593624.5538 | 436811273.0188 | 3421455.8004 | 945518098.8072 | 150832141.9769 | 1207371807.8567 | 1358203949.8335 | 437535595.2117 | 10760.4785 | 945521482.9777 | 150832108.1352 | 1207376906.1714 | 1358209014.3065 | 437537873.205 | 33.8417 | 945521492.5888 | 150832124.1694 | 1207376920.6895 | 1358209044.8588 | 432615922.7184 | 0
2016-08-01 | 603139421.986 | 154649443.1566 | 692025328.2372 | 846674771.3939 | 207791903.5512 | 1657606096.931 | 8.2423 | 361170946.5936 | 540498941.8764 | 238232580.73 | 1139902469.2 | 5.668 | 2797508566.131 | 13.9137 | 1144785580.555 | 963174487.0705 | 151049092.5058 | 1234424736.3042 | 1385473828.81 | 450143010.9547 | 3600350.6508 | 964306797.3502 | 151037769.403 | 1236130582.4426 | 1387168351.8455 | 450905205.1874 | 11323.1028 | 964310358.466 | 151037733.7918 | 1236135947.3287 | 1387173681.1205 | 450907602.2883 | 35.6112 | 964310368.5796 | 151037750.6644 | 1236135962.6058 | 1387173713.2702 | 446024484.2811 | 0
2016-09-01 | 600192800.2206 | 153766113.3291 | 688072603.9252 | 841838717.2543 | 205425447.3429 | 1647456964.8178 | 8.232 | 308524897.6499 | 461713164.6247 | 202824397.9379 | 973062460.2125 | 4.8622 | 2620519425.0303 | 13.0974 | 977916018.4475 | 907747388.0223 | 150690567.4511 | 1151409213.4656 | 1302099780.9167 | 412450268.4482 | 3075545.878 | 908714647.2009 | 150680894.8593 | 1152866407.1026 | 1303547301.962 | 413101361.5106 | 9672.5918 | 908717689.2311 | 150680864.439 | 1152870989.9766 | 1303551854.4156 | 413103409.1983 | 30.4203 | 908717697.8704 | 150680878.8522 | 1152871003.0269 | 1303551881.8791 | 408249845.2808 | 0
2016-10-01 | 598485380.6813 | 153433830.7856 | 686585705.9994 | 840019536.785 | 205073328.4394 | 1643578245.9057 | 8.236 | 313219869.2881 | 468739275.7407 | 206100298.4527 | 988059443.4816 | 4.9512 | 2631637689.3873 | 13.1903 | 992797436.4666 | 910720174.45 | 150311482.8479 | 1156973131.3973 | 1307284614.2452 | 415248545.7394 | 3122347.9377 | 911702152.8764 | 150301663.0636 | 1158452499.8501 | 1308754162.9138 | 415909546.7978 | 9819.7843 | 911705241.1986 | 150301632.1804 | 1158457152.4639 | 1308758784.6443 | 415911625.6462 | 30.8832 | 911705249.9694 | 150301646.8129 | 1158457165.7128 | 1308758812.5257 | 411173626.8922 | 0
2016-11-01 | 597555076.1434 | 152929691.7386 | 684329784.5919 | 837259476.3305 | 205176045.1307 | 1639990597.6047 | 8.2308 | 314084437.9551 | 470033118.5985 | 206733805.193 | 990851361.7466 | 4.9729 | 2630841959.3513 | 13.2068 | 995537816.7566 | 910651719.5134 | 149798725.3049 | 1156015602.1712 | 1305814327.4761 | 415931400.9381 | 3130966.4337 | 911636408.4568 | 149788878.4155 | 1157499054.0675 | 1307287932.483 | 416594226.5321 | 9846.8894 | 911639505.3035 | 149788847.447 | 1157503719.5237 | 1307292566.9707 | 416596311.1186 | 30.9685 | 911639514.0986 | 149788862.1199 | 1157503732.8092 | 1307292594.9291 | 411909850.3237 | 0
2016-12-01 | 596217217.7084 | 152796618.5307 | 683734308.601 | 836530927.1317 | 204943534.8674 | 1637691679.7075 | 8.2378 | 305235256.1602 | 456790155.836 | 200774627.5367 | 962800039.5328 | 4.843 | 2600491719.2403 | 13.0838 | 967489005.4828 | 900492509.9327 | 149753865.6084 | 1142130599.3988 | 1291884465.0072 | 409760957.3281 | 3042752.9222 | 901449455.7267 | 149744296.1505 | 1143572255.7334 | 1293316551.8838 | 410405108.1218 | 9569.4579 | 901452465.3213 | 149744266.0545 | 1143576789.7425 | 1293321055.7971 | 410407133.976 | 30.0959 | 901452473.8685 | 149744280.314 | 1143576802.6537 | 1293321082.9677 | 405718162.4041 | 0
2017-01-01 | 594183677.1671 | 152085480.3579 | 680552107.5053 | 832637587.8632 | 203492192.7634 | 1630313457.7937 | 8.2287 | 288942932.1299 | 432408394.2848 | 189746366.3249 | 911097692.7396 | 4.5986 | 2541411150.5333 | 12.8303 | 915848036.5746 | 882217884.6698 | 149205138.2828 | 1114480907.2344 | 1263686045.5172 | 397377222.1062 | 2880342.075 | 883123752.2524 | 149196079.607 | 1115845613.3095 | 1265041692.9165 | 397986990.5235 | 9058.6758 | 883126601.206 | 149196051.1175 | 1115849905.3101 | 1265045956.4276 | 397988908.2452 | 28.4895 | 883126609.297 | 149196064.6158 | 1115849917.5322 | 1265045982.148 | 393238559.0883 | 0
2017-02-01 | 590944583.219 | 151254780.351 | 676834891.1145 | 828089671.4654 | 202271118.0929 | 1621305372.7773 | 8.2281 | 283131889.0578 | 423712061.8103 | 185841078.12 | 892685028.988 | 4.5303 | 2513990401.7653 | 12.7615 | 897429062.458 | 873186023.362 | 148432365.9495 | 1102036780.9071 | 1250469146.8566 | 392256850.6152 | 2822414.4014 | 874073672.6913 | 148423489.4562 | 1103374040.8505 | 1251797530.3067 | 392854355.744 | 8876.4933 | 874076464.3484 | 148423461.5397 | 1103378246.533 | 1251801708.0727 | 392856234.8976 | 27.9166 | 874076472.2767 | 148423474.7665 | 1103378258.5092 | 1251801733.2758 | 388112196.2128 | 0
2017-03-01 | 589590810.9638 | 150906855.0178 | 675277994.8335 | 826184849.8513 | 201784997.9377 | 1617560658.7528 | 8.2279 | 277749616.0683 | 415657391.624 | 182232025.1132 | 875639032.8055 | 4.454 | 2493199691.5583 | 12.685 | 880369139.5405 | 866466905.3493 | 148138094.0739 | 1092396893.1478 | 1240534987.2217 | 388159144.7785 | 2768760.9439 | 867337680.6661 | 148129386.3207 | 1093708732.083 | 1241838118.4038 | 388745291.4703 | 8707.7532 | 867340419.2545 | 148129358.9349 | 1093712857.8165 | 1241842216.7513 | 388747134.9016 | 27.3859 | 867340427.0321 | 148129371.9103 | 1093712869.565 | 1241842241.4753 | 384017023.0509 | 0
2017-04-01 | 586781217.6377 | 150154433.0805 | 671911057.1488 | 822065490.2294 | 200431053.062 | 1609277760.9291 | 8.2249 | 262048020.2472 | 392159665.6659 | 171628840.9791 | 825836526.8922 | 4.2208 | 2435114287.8213 | 12.4488 | 830600572.4472 | 848005097.6724 | 147542194.2802 | 1065449608.3743 | 1212991802.6545 | 376269194.2491 | 2612238.8004 | 848826646.7751 | 147533978.7892 | 1066687287.1179 | 1214221265.9071 | 376822205.2031 | 8215.491 | 848829230.547 | 147533952.9515 | 1066691179.6176 | 1214225132.569 | 376823944.4226 | 25.8377 | 848829237.8849 | 147533965.1934 | 1066691190.7019 | 1214225155.8953 | 372059894.0411 | 0
2017-05-01 | 585185284.8626 | 149724100.3201 | 669985404.1124 | 819709504.4324 | 199533821.3614 | 1604428610.6565 | 8.2225 | 249465983.6286 | 373330417.2363 | 163197209.1849 | 785993610.0498 | 4.0281 | 2390422220.7063 | 12.2536 | 790719916.9548 | 833866698.7449 | 147237286.1813 | 1044628500.7655 | 1191865786.9468 | 366929227.7808 | 2486814.1388 | 834648801.7916 | 147229465.1508 | 1045806753.3045 | 1193036218.4553 | 367455686.334 | 7821.0305 | 834651261.5056 | 147229440.5537 | 1045810458.9088 | 1193039899.4624 | 367457342.0461 | 24.5971 | 834651268.4912 | 147229452.2078 | 1045810469.4609 | 1193039921.6687 | 362731030.5464 | 0
2017-06-01 | 583307766.3822 | 149268184.1582 | 667945270.4711 | 817213454.6292 | 198753146.4933 | 1599274367.5048 | 8.2229 | 233371030.4894 | 349244024.8414 | 152356305.8297 | 734971361.1605 | 3.779 | 2334245728.6653 | 12.0048 | 739704544.7405 | 815944845.7031 | 146941813.365 | 1018417283.7691 | 1165359097.1341 | 355348598.6149 | 2326370.7932 | 816676489.3176 | 146934496.9288 | 1019519518.2509 | 1166454015.1798 | 355841091.3118 | 7316.4361 | 816678790.3367 | 146934473.9186 | 1019522984.7784 | 1166457458.697 | 355842640.2014 | 23.0102 | 816678796.8716 | 146934484.8209 | 1019522994.6497 | 1166457479.4706 | 351109452.3231 | 0
2017-07-01 | 582415700.9537 | 149092999.0727 | 667161352.2505 | 816254351.3232 | 198725787.7379 | 1597395840.0148 | 8.2258 | 241595729.9419 | 361552438.3316 | 157878398.2439 | 761026566.5175 | 3.9189 | 2358422406.5323 | 12.1477 | 765773965.4025 | 823251613.0728 | 146684639.9515 | 1029985057.0582 | 1176669697.0097 | 360840136.2136 | 2408359.1212 | 824009042.0164 | 146677065.6621 | 1031126137.6098 | 1177803203.2719 | 361349985.8396 | 7574.2894 | 824011424.1305 | 146677041.8409 | 1031129726.3081 | 1177806768.1491 | 361351589.3166 | 23.8211 | 824011430.8957 | 146677053.1274 | 1031129736.5274 | 1177806789.6548 | 356604185.9819 | 0
2017-08-01 | 581944694.1661 | 148972467.1438 | 666621995.975 | 815594463.1188 | 198286895.2932 | 1595826052.5782 | 8.2244 | 229598099.047 | 343597763.7796 | 149738169.3706 | 722934032.1971 | 3.7258 | 2318760084.7753 | 11.9531 | 727745671.6571 | 810820707.9023 | 146683707.0064 | 1011427895.2062 | 1158111602.2126 | 352350653.983 | 2288760.1374 | 811540522.9655 | 146676508.8558 | 1012512309.7592 | 1159188818.615 | 352835184.5041 | 7198.1506 | 811542786.7839 | 146676486.2176 | 1012515720.243 | 1159192206.4606 | 352836708.3526 | 22.6382 | 811542793.2131 | 146676496.9436 | 1012515729.9548 | 1159192226.8984 | 348025064.6638 | 0
2017-09-01 | 558890386.6207 | 142703767.44 | 638570818.5406 | 781274585.9806 | 189259219.5211 | 1529424192.1224 | 8.2072 | 127096271.2456 | 190201899.6062 | 80904182.2618 | 398202353.1136 | 2.1368 | 1927626545.236 | 10.3466 | 402850727.7136 | 685586940.4866 | 141436801.9014 | 829441493.3313 | 970878295.2327 | 274542718.5781 | 1266965.5387 | 685985401.1485 | 141432817.2947 | 830041781.6035 | 971474598.8983 | 274810935.1826 | 3984.6066 | 685986654.3073 | 141432804.7632 | 830043669.5101 | 971476474.2733 | 274811778.7238 | 12.5316 | 685986657.8663 | 141432810.7006 | 830043674.8862 | 971476485.5868 | 270163401.7829 | 0
2017-10-01 | 514966826.638 | 128381464.9815 | 574481379.499 | 702862844.4804 | 159445986.8096 | 1377275657.9281 | 8.0203 | -346469123.8687 | -518497394.6826 | -237565651.8028 | -1102532170.3541 | -6.4204 | 274743487.574 | 1.6003 | -1098185944.5041 | 169587347.0915 | 131835259.7769 | 54160878.993 | 185996138.7699 | -73039977.6419 | -3453794.7955 | 168501128.6283 | 131846121.9615 | 52524471.0189 | 184370592.9804 | -73771146.0001 | -10862.1846 | 168497712.4712 | 131846156.1231 | 52519324.5158 | 184365480.6389 | -73773445.5246 | -34.1616 | 168497702.7693 | 131846139.9374 | 52519309.8605 | 184365449.7979 | -78119664.9932 | 0
2017-11-01 | 489265770.5645 | 125038735.742 | 559523334.6984 | 684562070.4404 | 163909099.1162 | 1337736940.1212 | 8.1988 | 184398839.0919 | 275956242.7499 | 119907714.325 | 580262796.1668 | 3.5564 | 1917999736.288 | 11.7582 | 584479826.1168 | 673084675.8783 | 123200546.6889 | 836449876.3126 | 959650423.0015 | 287643478.3052 | 1838189.0531 | 673662786.3355 | 123194765.5843 | 837320810.2859 | 960515575.8703 | 288032622.9277 | 5781.1046 | 673664604.4929 | 123194747.4027 | 837323549.3733 | 960518296.776 | 288033846.7875 | 18.1816 | 673664609.6564 | 123194756.0172 | 837323557.1732 | 960518313.1904 | 283816813.4412 | 0
2017-12-01 | 470706163.8173 | 120505945.0695 | 539240002.9969 | 659745948.0664 | 160027116.2245 | 1290479228.1082 | 8.2209 | 273912979.3863 | 409915794.5035 | 180271835.049 | 864100608.9388 | 5.5047 | 2154579837.047 | 13.7292 | 868208343.1288 | 743757687.7313 | 117775429.8303 | 950597115.9714 | 1068372545.8017 | 343826822.4648 | 2730515.2391 | 744616434.774 | 117766842.3599 | 951890834.0917 | 1069657676.4516 | 344404872.541 | 8587.4704 | 744619135.5335 | 117766815.3523 | 951894902.8352 | 1069661718.1875 | 344406690.5084 | 27.0076 | 744619143.2036 | 117766828.1485 | 951894914.4214 | 1069661742.57 | 340298951.2734 | 0
2018-01-01 | 459022536.8214 | 117289411.2094 | 524846657.28 | 642136068.4895 | 156494338.3774 | 1257652943.6883 | 8.2157 | 269067430.7053 | 402664342.0829 | 177155446.3755 | 848887219.1637 | 5.5454 | 2106540162.852 | 13.7647 | 852849648.5487 | 727243751.29 | 114607199.0648 | 928926820.7624 | 1043534019.8271 | 337042608.9752 | 2682212.1447 | 728087307.0095 | 114598763.5076 | 930197652.8765 | 1044796416.3841 | 337610433.2862 | 8435.5572 | 728089959.9922 | 114598736.9777 | 930201649.6435 | 1044800386.6213 | 337612219.0937 | 26.5298 | 728089967.5267 | 114598749.5476 | 930201661.0248 | 1044800410.5724 | 333649784.7529 | 0
2018-02-01 | 447157725.7139 | 112999973.0962 | 505652279.6108 | 618652252.707 | 146358098.674 | 1212168077.0949 | 8.1286 | 157734242.9086 | 236052185.7969 | 102270154.9626 | 496056583.6681 | 3.3265 | 1708224660.763 | 11.4581 | 499962382.2031 | 604395894.9168 | 111427591.4042 | 742534456.2986 | 853962047.7028 | 252200134.9864 | 1572381.692 | 604890408.9589 | 111422646.2637 | 743279450.7443 | 854702097.008 | 252533008.1906 | 4945.1404 | 604891964.2056 | 111422630.7113 | 743281793.7518 | 854704424.4631 | 252534055.0769 | 15.5525 | 604891968.6225 | 111422638.08 | 743281800.4238 | 854704438.5039 | 248628253.6367 | 0
2018-03-01 | 439014679.451 | 111586980.9604 | 499329422.4015 | 610916403.3618 | 145637407.3958 | 1195568490.2087 | 8.166 | 182610884.4567 | 273280535.8649 | 118995969.8217 | 574887390.1433 | 3.9266 | 1770455880.352 | 12.0958 | 578812635.2633 | 621051253.2414 | 109766615.2225 | 773570848.9892 | 883337464.2117 | 268172042.2811 | 1820365.7379 | 621623758.2659 | 109760890.1722 | 774433338.2758 | 884194228.4481 | 268557413.7078 | 5725.0502 | 621625558.7942 | 109760872.1669 | 774436050.8046 | 884196922.9716 | 268558625.7009 | 18.0053 | 621625563.9077 | 109760880.6978 | 774436058.5289 | 884196939.2268 | 264633377.2175 | 0
2018-04-01 | 432609308.3784 | 108038505.0956 | 483450702.6019 | 591489207.6975 | 138846428.5087 | 1162944944.5847 | 8.0586 | 104318166.9813 | 156114049.0499 | 66345564.1851 | 326777780.2163 | 2.2644 | 1489722724.801 | 10.3257 | 330652103.8763 | 536599395.0475 | 106998604.2289 | 640113669.4185 | 747112273.6474 | 208845478.8994 | 1039900.8667 | 536926443.8701 | 106995333.7407 | 640606374.4491 | 747601708.1898 | 209065625.9128 | 3270.4882 | 536927472.4386 | 106995323.455 | 640607924.0065 | 747603247.4615 | 209066318.2752 | 10.2857 | 536927475.3598 | 106995328.3284 | 640607928.419 | 747603256.7474 | 205191992.6938 | 0
2018-05-01 | 425541143.598 | 106082609.2149 | 474698459.7147 | 580781068.9295 | 134703438.1561 | 1141025650.6836 | 8.0378 | 35376302.7892 | 52941285.5752 | 20015682.071 | 108333270.4354 | 0.76314 | 1249358921.119 | 8.8033 | 112130506.9204 | 460806188.0244 | 105729958.7706 | 527825893.8935 | 633555852.6641 | 158441466.4712 | 352650.4443 | 460917096.5892 | 105728849.6849 | 527992979.674 | 633721829.359 | 158516122.5702 | 1109.0856 | 460917445.3966 | 105728846.1969 | 527993505.1588 | 633722351.3557 | 158516357.3636 | 3.4881 | 460917446.3872 | 105728847.8495 | 527993506.6552 | 633722354.5047 | 154719120.2271 | 0
2018-06-01 | 420852391.4117 | 104776359.0051 | 468853251.276 | 573629610.2811 | 133233122.3866 | 1127715124.0794 | 8.0325 | 54742088.0524 | 81922538.1983 | 33143013.8729 | 169807640.1236 | 1.2095 | 1297522764.203 | 9.2445 | 173513272.9886 | 475422315.7666 | 104230659.7616 | 551063840.018 | 655294499.7796 | 169965882.2783 | 545699.2435 | 475593938.1787 | 104228943.5374 | 551322392.3196 | 655551335.857 | 170081406.8081 | 1716.2241 | 475594477.9312 | 104228938.1399 | 551323205.4666 | 655552143.6065 | 170081770.1328 | 5.3975 | 475594479.4641 | 104228940.6973 | 551323207.7821 | 655552148.4794 | 166376136.2595 | 0
2018-07-01 | 416571350.4958 | 103787730.7513 | 464429337.566 | 568217068.3173 | 132130949.7042 | 1116919368.5173 | 8.0374 | 56080431.6123 | 83925393.8677 | 34145919.0707 | 174151744.5507 | 1.2532 | 1291071113.068 | 9.2931 | 177755353.9857 | 472475409.3243 | 103228690.163 | 548649824.2844 | 651878514.4474 | 169761758.143 | 559040.5883 | 472651227.5893 | 103226931.9804 | 548914697.7151 | 652141629.6955 | 169880107.0355 | 1758.1827 | 472651780.5377 | 103226926.4509 | 548915530.7421 | 652142457.193 | 169880479.2428 | 5.5295 | 472651782.1081 | 103226929.0708 | 548915533.1142 | 652142462.185 | 166276868.7749 | 0
2018-08-01 | 410628024.079 | 101906690.7187 | 456012059.6282 | 557918750.347 | 129116865.1181 | 1097663639.544 | 8.013 | 33050714.3003 | 49460999.7733 | 18726173.3954 | 101237887.469 | 0.73904 | 1198901527.013 | 8.7543 | 104759204.789 | 443574793.9851 | 101577223.0197 | 505646970.8572 | 607224193.8769 | 151294388.7719 | 329467.6991 | 443678411.5765 | 101576186.8438 | 505803072.6531 | 607379259.4968 | 151364137.0838 | 1036.1759 | 443678737.4538 | 101576183.585 | 505803563.5932 | 607379747.1782 | 151364356.4422 | 3.2588 | 443678738.3793 | 101576185.129 | 505803564.9912 | 607379750.1202 | 147843038.5135 | 0
2018-09-01 | 430510255.5172 | 107174383.8061 | 479583932.6554 | 586758316.4615 | 136416044.9843 | 1153684616.963 | 8.0332 | 141232429.6294 | 211356919.7447 | 91385532.7209 | 443974882.095 | 3.0914 | 1597659499.058 | 11.1275 | 447657405.645 | 571298509.5926 | 105766501.2653 | 691684011.45 | 797450512.7153 | 231185117.7594 | 1407882.5408 | 571741288.6516 | 105762073.4747 | 692351066.1978 | 798113139.6725 | 231483166.4932 | 4427.7906 | 571742681.1918 | 105762059.5493 | 692353164.085 | 798115223.6343 | 231484103.8565 | 13.9254 | 571742685.1466 | 105762066.1472 | 692353170.059 | 798115236.2062 | 227801577.7052 | 0
2018-10-01 | 468471808.8208 | 119316926.2869 | 533919381.7488 | 653236308.0357 | 161583574.9217 | 1283291691.7782 | 8.2129 | 501521587.0068 | 750536247.8957 | 333500168.0693 | 1585558002.9718 | 10.1474 | 2868849694.75 | 18.3651 | 1589648022.7918 | 968416111.9888 | 114317483.2553 | 1287094614.9475 | 1401412098.2027 | 498112061.3467 | 4999443.0317 | 969988436.8223 | 114301760.0069 | 1289463351.0559 | 1403765111.0628 | 499170443.4366 | 15723.2483 | 969993381.7839 | 114301710.5573 | 1289470800.731 | 1403772511.2883 | 499173772.0482 | 49.4496 | 969993395.8276 | 114301733.9865 | 1289470821.9449 | 1403772555.9314 | 495083742.991 | 0
2018-11-01 | 490246535.303 | 121790435.3478 | 544987840.0943 | 666778275.4421 | 155786288.2038 | 1312811098.949 | 8.0307 | -25689088.8543 | -38444192.354 | -21600352.9727 | -85733634.181 | -0.52445 | 1227077464.768 | 7.5082 | -81425426.866 | 464638238.5537 | 122046518.3153 | 506408472.8452 | 628454991.1605 | 138548525.3363 | -256082.9675 | 464557700.4604 | 122047323.6962 | 506287140.7352 | 628334464.4315 | 138494312.5721 | -805.3809 | 464557447.1681 | 122047326.2291 | 506286759.1457 | 628334085.3749 | 138494142.0729 | -2.5329 | 464557446.4488 | 122047325.029 | 506286758.0591 | 628334083.0882 | 134185935.2311 | 0
2018-12-01 | 503496815.8319 | 124874251.4042 | 558787300.1837 | 683661551.5879 | 157403953.6029 | 1344562321.0226 | 8.0085 | -127268719.3112 | -190459971.2974 | -90092823.019 | -407821513.6276 | -2.4291 | 936740807.395 | 5.5809 | -403397327.7676 | 376628356.2489 | 126142936.0001 | 367657646.2874 | 493800582.2874 | 72004739.3145 | -1268684.5958 | 376229354.9435 | 126146926.0131 | 367056543.5259 | 493203469.539 | 71736158.7855 | -3990.0131 | 376228100.0844 | 126146938.5617 | 367054653.0577 | 493201591.6194 | 71735314.0998 | -12.5486 | 376228096.5206 | 126146932.6162 | 367054647.6743 | 493201580.2905 | 67311130.5838 | 0
2019-01-01 | 511565720.688 | 127165893.4338 | 569041939.9377 | 696207833.3715 | 160454311.6512 | 1368227865.7107 | 8.0209 | -105013975.538 | -157155339.3091 | -75216883.2635 | -337386198.1107 | -1.9778 | 1030841667.6 | 6.0447 | -332857573.6407 | 406882013.778 | 128212730.5029 | 411334021.5467 | 539546752.0496 | 89988363.3115 | -1046837.0691 | 406552783.5198 | 128216022.8055 | 410838030.1434 | 539054052.9489 | 89766747.9039 | -3292.3026 | 406551748.0906 | 128216033.1598 | 410836470.2504 | 539052503.4102 | 89766050.9235 | -10.3543 | 406551745.15 | 128216028.2539 | 410836465.8084 | 539052494.0623 | 85237428.3877 | 0
2019-02-01 | 519533791.4703 | 130330841.0115 | 583204447.3582 | 713535288.3697 | 170030395.1343 | 1403099474.9743 | 8.0992 | 15654381.6376 | 23427069.067 | 5970396.3302 | 45051847.0347 | 0.26006 | 1448151322.009 | 8.3614 | 49618914.6447 | 535138940.126 | 130174789.5249 | 606713889.1169 | 736888678.6418 | 180534719.3646 | 156051.4866 | 535188018.3186 | 130174298.743 | 606787826.3112 | 736962125.0542 | 180567755.4643 | 490.7819 | 535188172.6695 | 130174297.1995 | 606788058.8437 | 736962356.0432 | 180567859.3629 | 1.5435 | 535188173.1078 | 130174297.9308 | 606788059.5058 | 736962357.4366 | 176000791.4645 | 0
2019-03-01 | 524060321.1395 | 130913353.9665 | 585811076.3292 | 716724430.2957 | 169838182.5509 | 1410622933.9861 | 8.0723 | 2139465.0102 | 3201748.6044 | -3122130.2837 | 2219083.3309 | 0.012699 | 1412842017.317 | 8.0871 | 6781355.8009 | 526193057.5389 | 130892026.6025 | 589024082.7077 | 719916109.3101 | 171273795.574 | 21327.364 | 526199764.9949 | 130891959.5279 | 589034187.6127 | 719926147.1406 | 171278310.5769 | 67.0746 | 526199786.0898 | 130891959.317 | 589034219.3926 | 719926178.7096 | 171278324.7766 | 0.21095 | 526199786.1497 | 130891959.4169 | 589034219.4831 | 719926178.9001 | 166716052.2672 | 0
2019-04-01 | 527279240.2198 | 133525105.7899 | 597498143.3884 | 731023249.1783 | 174877034.5639 | 1433179523.962 | 8.1532 | 74407113.0145 | 111351608.516 | 45406288.5025 | 231165010.033 | 1.3151 | 1664344533.995 | 9.4708 | 235844524.243 | 601452343.0943 | 132783374.7611 | 709241278.9747 | 842024653.7359 | 224805320.3461 | 741731.0287 | 601685617.5028 | 132781042.017 | 709592711.1362 | 842373753.1532 | 224962344.8049 | 2332.7441 | 601686351.1508 | 132781034.6805 | 709593816.3903 | 842374851.0709 | 224962838.6468 | 7.3365 | 601686353.2344 | 132781038.1566 | 709593819.5377 | 842374857.6942 | 220283323.0664 | 0
2019-05-01 | 530417321.5295 | 134498075.6352 | 601851988.8525 | 736350064.4877 | 177784226.5475 | 1444551612.5646 | 8.1693 | 141605251.1424 | 211914853.9728 | 90509557.5961 | 444029662.7114 | 2.5111 | 1888581275.276 | 10.6833 | 448839119.4464 | 671577224.5954 | 133086476.6046 | 814511963.6461 | 947598440.2507 | 272803468.1343 | 1411599.0307 | 672021172.4905 | 133082037.1256 | 815180779.2669 | 948262816.3925 | 273102303.6491 | 4439.479 | 672022568.7066 | 133082023.1634 | 815182882.692 | 948264905.8554 | 273103243.4868 | 13.9622 | 672022572.6719 | 133082029.7787 | 815182888.6818 | 948264918.4605 | 268293784.1436 | 0
2019-06-01 | 532526317.1894 | 135181288.6045 | 604909230.2476 | 740090518.8521 | 178891872.2158 | 1451508708.2574 | 8.1762 | 142681104.4307 | 213524888.1392 | 91119855.5238 | 447325848.0937 | 2.5197 | 1898834556.3511 | 10.6988 | 452249198.0887 | 674758689.9883 | 133758964.8765 | 819184900.302 | 952943865.1785 | 274633027.4512 | 1422323.728 | 675206010.8008 | 133754491.6684 | 819858797.2843 | 953613288.9527 | 274934133.3844 | 4473.2081 | 675207417.6247 | 133754477.6002 | 819860916.6903 | 953615394.2905 | 274935080.3626 | 14.0682 | 675207421.6201 | 133754484.2657 | 819860922.7256 | 953615406.9913 | 270011727.7396 | 0
2019-07-01 | 534431336.8085 | 135602215.0825 | 606792792.0512 | 742395007.1338 | 179956215.6059 | 1456782559.5481 | 8.1766 | 151204509.4589 | 226280319.9988 | 96732692.0502 | 474217521.5079 | 2.6617 | 1931000081.056 | 10.8413 | 479265410.9529 | 685160308.5531 | 134094925.3651 | 833868743.7607 | 967963669.1258 | 281416703.1046 | 1507289.7174 | 685634351.1693 | 134090184.9389 | 834582897.6288 | 968673082.5677 | 281735796.3378 | 4740.4262 | 685635842.0333 | 134090170.0303 | 834585143.6428 | 968675313.673 | 281736799.886 | 14.9086 | 685635846.2673 | 134090177.094 | 834585150.0386 | 968675327.1325 | 276688907.6561 | 0
2019-08-01 | 536908634.8694 | 136601502.7526 | 611264404.5175 | 747865907.2701 | 181649246.445 | 1466423788.5845 | 8.1928 | 171351576.1166 | 256430774.5498 | 110197003.636 | 537979354.3024 | 3.0056 | 2004403142.8869 | 11.2016 | 543124565.7874 | 707721310.8096 | 134893375.9932 | 868596823.7875 | 1003490199.7808 | 296628717.0222 | 1708126.7594 | 708258516.6754 | 134888003.9346 | 869406134.2461 | 1004294138.1807 | 296990327.4571 | 5372.0587 | 708260206.1878 | 134887987.0394 | 869408679.5275 | 1004296666.567 | 296991464.7219 | 16.8951 | 708260210.9861 | 134887995.0444 | 869408686.7755 | 1004296681.8199 | 291846250.0809 | 0
2019-09-01 | 539279563.3343 | 137634831.2397 | 615888342.8315 | 753523174.0712 | 183713630.9739 | 1476516368.3794 | 8.2125 | 188885004.1056 | 282669870.9248 | 121975676.3061 | 593530551.3365 | 3.3013 | 2070046919.7159 | 11.5171 | 598699400.1665 | 727570524.6866 | 135751921.6262 | 899552118.6304 | 1035304040.2566 | 310458293.9892 | 1882909.6135 | 728162699.7601 | 135745999.8755 | 900444241.2053 | 1036190241.0807 | 310856905.9543 | 5921.7507 | 728164562.1507 | 135745981.2516 | 900447046.9308 | 1036193028.1823 | 310858159.589 | 18.6239 | 728164567.4399 | 135745990.0756 | 900447054.9204 | 1036193044.996 | 305689307.28 | 0
2019-10-01 | 542420634.8281 | 138738680.0917 | 620827845.6746 | 759566525.7663 | 186647273.1664 | 1488634433.7608 | 8.2323 | 272137944.9238 | 407259422.8938 | 178005219.4863 | 857402587.304 | 4.7415 | 2346037021.0647 | 12.9776 | 862582104.704 | 813702706.7575 | 136025859.3725 | 1029519246.8833 | 1165545106.2558 | 369255904.7322 | 2712820.7193 | 814555888.8737 | 136017327.5513 | 1030804581.3401 | 1166821908.8914 | 369830208.8785 | 8531.8212 | 814558572.1315 | 136017300.7187 | 1030808623.717 | 1166825924.4357 | 369832015.065 | 26.8326 | 814558579.7519 | 136017313.432 | 1030808635.2281 | 1166825948.6601 | 364652492.6527 | 0
2019-11-01 | 544065615.7174 | 139609673.4398 | 624725366.7086 | 764335040.1485 | 187660957.7762 | 1496061613.642 | 8.247 | 274507108.0536 | 410804918.9445 | 179591590.4184 | 864903617.4165 | 4.7677 | 2360965231.0585 | 13.0184 | 870091523.2065 | 817709399.7658 | 136873235.5994 | 1036974730.4039 | 1173847966.0032 | 371859333.239 | 2736437.8405 | 818570009.4666 | 136864629.5024 | 1038271254.6527 | 1175135884.155 | 372438637.1299 | 8606.097 | 818572716.0841 | 136864602.4362 | 1038275332.2214 | 1175139934.6576 | 372440459.0406 | 27.0662 | 818572723.7709 | 136864615.2601 | 1038275343.8328 | 1175139959.093 | 367252548.1946 | 0
2019-12-01 | 546341329.204 | 140264396.2823 | 627655120.4842 | 767919516.7665 | 189027123.4011 | 1503287969.3716 | 8.2523 | 281040412.798 | 420582129.2506 | 183983274.8583 | 885605816.9069 | 4.8615 | 2388893786.2785 | 13.1176 | 890799814.2119 | 826497870.7736 | 137462830.8666 | 1049716072.4578 | 1187178903.3244 | 377609444.0698 | 2801565.4157 | 827378963.0969 | 137454019.9434 | 1051043454.1517 | 1188497474.0951 | 378202535.4683 | 8810.9232 | 827381734.1322 | 137453992.233 | 1051047628.7672 | 1188501621.0002 | 378204400.7408 | 27.7104 | 827381742.0019 | 137454005.3622 | 1051047640.6549 | 1188501646.0171 | 373010398.2595 | 0
2020-01-01 | 543718250.4278 | 139480988.0737 | 624149525.4322 | 763630513.5058 | 186883241.132 | 1494232005.0656 | 8.2419 | 233600110.2629 | 349586846.9215 | 152175969.4471 | 735362926.6315 | 4.0561 | 2229594931.6971 | 12.3015 | 740430647.5015 | 776583689.067 | 137152333.6873 | 974965566.2183 | 1112117899.9056 | 343632409.208 | 2328654.3864 | 777316050.8715 | 137145010.0693 | 976068882.6666 | 1113213892.7359 | 344125385.3416 | 7323.618 | 777318354.1494 | 137144987.0365 | 976072352.5968 | 1113217339.6333 | 344126935.7516 | 23.0328 | 777318360.6907 | 137144997.9494 | 976072362.4779 | 1113217360.4273 | 339059210.579 | 0
2020-02-01 | 545808239.1454 | 140314450.5732 | 627879103.4251 | 768193553.9984 | 187383434.9553 | 1501385228.0991 | 8.2496 | 234659221.5273 | 351171826.3423 | 152944154.9591 | 738775202.8287 | 4.0593 | 2240160430.9278 | 12.3124 | 743787659.7837 | 779729458.1474 | 137975238.3832 | 980285696.6306 | 1118260935.0139 | 344843282.5315 | 2339212.19 | 780465140.3812 | 137967881.5609 | 981394015.3663 | 1119361896.9271 | 345338493.7521 | 7356.8223 | 780467454.1018 | 137967858.4237 | 981397501.0287 | 1119365359.4524 | 345340051.1914 | 23.1372 | 780467460.6728 | 137967869.3861 | 981397510.9546 | 1119365380.3406 | 340327589.9144 | 0
2020-03-01 | 544183578.7655 | 139885948.7638 | 625961643.5283 | 765847592.2921 | 186555434.1023 | 1496586605.16 | 8.2479 | 213168166.1926 | 319010068.1007 | 138579593.9821 | 670757828.2754 | 3.6966 | 2167344433.4354 | 11.9477 | 675668530.9054 | 756681331.7353 | 137760971.2341 | 946093393.4713 | 1083854364.7054 | 329594462.095 | 2124977.5297 | 757349637.1684 | 137754288.1798 | 947100207.8249 | 1084854496.0047 | 330044319.838 | 6683.0543 | 757351738.9889 | 137754267.1616 | 947103374.256 | 1084857641.4176 | 330045734.6406 | 21.0182 | 757351744.9581 | 137754277.12 | 947103383.2728 | 1084857660.3928 | 325135028.0844 | 0
2020-04-01 | 543524517.3986 | 139984959.8941 | 626404698.5343 | 766389658.4285 | 188065393.5336 | 1497979569.3607 | 8.2655 | 230990723.9149 | 345681852.4214 | 150701062.5543 | 727373638.8907 | 4.0135 | 2225353208.2514 | 12.2822 | 732159805.4157 | 773788776.2019 | 137682317.3061 | 973302014.3403 | 1110984331.6464 | 343063624.3401 | 2302642.588 | 774512957.2958 | 137675075.4952 | 974393006.3985 | 1112068081.8936 | 343551093.776 | 7241.8109 | 774515234.8453 | 137675052.7197 | 974396437.5685 | 1112071490.2882 | 343552626.8674 | 22.7755 | 774515241.3136 | 137675063.5107 | 974396447.3392 | 1112071510.8499 | 338766456.0879 | 0
2020-05-01 | 543846270.9602 | 140274298.2148 | 627699429.6516 | 767973727.8664 | 190189208.4769 | 1502009207.3035 | 8.2828 | 248152654.0864 | 371364995.503 | 162285172.6209 | 781802822.2103 | 4.3113 | 2283812029.5139 | 12.5974 | 786557121.6453 | 791218485.7176 | 137800576.0672 | 1000370193.8872 | 1138170769.9544 | 356703351.1292 | 2473722.1476 | 791996471.333 | 137792796.2111 | 1001542243.4407 | 1139335039.6518 | 357227038.1079 | 7779.8562 | 791998918.0978 | 137792771.7434 | 1001545929.5365 | 1139338701.28 | 357228685.1034 | 24.4676 | 791998925.0466 | 137792783.3362 | 1001545940.0332 | 1139338723.3694 | 352474381.0979 | 0
2020-06-01 | 545035470.9386 | 140744104.2234 | 629801717.579 | 770545821.8024 | 191809398.7956 | 1507390691.5366 | 8.2944 | 252963170.1292 | 378564020.9382 | 165588730.9524 | 797115922.0198 | 4.3861 | 2304506613.5564 | 12.6838 | 801804775.0148 | 797203072.6808 | 138222428.206 | 1009696819.981 | 1147919248.187 | 361551469.6662 | 2521676.0174 | 797996139.7882 | 138214497.5349 | 1010891590.0781 | 1149106087.613 | 362085308.4791 | 7930.6711 | 797998633.9843 | 138214472.593 | 1010895347.63 | 1149109820.223 | 362086987.4022 | 24.942 | 797998641.0678 | 138214484.4105 | 1010895358.3301 | 1149109842.7406 | 357398129.748 | 0
2020-07-01 | 545528804.9361 | 141092758.1567 | 631361874.1996 | 772454632.3563 | 192402654.0793 | 1510386091.3717 | 8.3024 | 232276542.0764 | 347606102.8692 | 151717279.5898 | 731599924.5354 | 4.0215 | 2241986015.9071 | 12.3271 | 736235399.2704 | 777074838.0067 | 138777297.826 | 980190206.3739 | 1118967504.1999 | 348263688.1049 | 2315460.3307 | 777803050.2807 | 138770015.7033 | 981287271.4786 | 1120057287.1818 | 348753871.0569 | 7282.1227 | 777805340.5083 | 138769992.801 | 981290721.7483 | 1120060714.5493 | 348755412.6823 | 22.9023 | 777805347.0125 | 138770003.6521 | 981290731.5734 | 1120060735.2255 | 344119933.6691 | 0
2020-08-01 | 546523869.6654 | 141352173.252 | 632522704.8682 | 773874878.1203 | 193385472.2275 | 1513784220.0132 | 8.3059 | 219679040.288 | 328753710.5294 | 143369705.0912 | 691802455.9087 | 3.7958 | 2205586675.9218 | 12.1047 | 696305724.5987 | 765512020.0517 | 139162291.7482 | 962432357.1831 | 1101594648.9313 | 340793394.125 | 2189881.5039 | 766200737.7846 | 139155404.5709 | 963469923.0396 | 1102625327.6105 | 341256992.0394 | 6887.1773 | 766202903.8019 | 139155382.9107 | 963473186.1842 | 1102628569.0949 | 341258450.0548 | 21.6602 | 766202909.9534 | 139155393.1733 | 963473195.4765 | 1102628588.6497 | 336755177.3187 | 0
2020-09-01 | 546851843.9341 | 141523601.5511 | 633289812.2209 | 774813413.772 | 194535626.1148 | 1516200883.821 | 8.3138 | 208591828.6479 | 312161495.0803 | 135944176.5022 | 656697500.2305 | 3.6009 | 2172898384.0515 | 11.9176 | 661163141.4705 | 754787651.9266 | 139444243.4712 | 946548908.6496 | 1085993152.1208 | 334503863.1641 | 2079358.0799 | 755441610.0427 | 139437703.89 | 947534108.5079 | 1086971812.3979 | 334944063.2697 | 6539.5812 | 755443666.741 | 139437683.323 | 947537206.9614 | 1086974890.2845 | 334945447.699 | 20.567 | 755443672.582 | 139437693.0677 | 947537215.7847 | 1086974908.8523 | 330479802.6171 | 0
2020-10-01 | 546160799.4167 | 141686251.8877 | 634017639.9471 | 775703891.8348 | 194656711.3303 | 1516521402.5819 | 8.3257 | 191272865.3445 | 286243349.0385 | 124315048.1223 | 601831262.5054 | 3.3041 | 2118352665.0872 | 11.6326 | 606268085.1354 | 736832112.1918 | 139779538.76 | 921267458.6843 | 1061046997.4442 | 323003664.9535 | 1906713.1278 | 737431773.4705 | 139773542.1472 | 922170859.3642 | 1061944401.5114 | 323407316.1226 | 5996.6128 | 737433659.4052 | 139773523.2878 | 922173700.5593 | 1061947223.8472 | 323408585.6055 | 18.8593 | 737433664.7613 | 139773532.2234 | 922173708.65 | 1061947240.8734 | 318971759.4526 | 0
2020-11-01 | 545157691.1811 | 141366429.4657 | 632586498.5732 | 773952928.039 | 194159011.8648 | 1513269631.0848 | 8.3232 | 157663045.7205 | 235945637.8999 | 101778906.0129 | 495387589.6333 | 2.7247 | 2008657220.7181 | 11.0505 | 499736712.0183 | 702324887.1108 | 139794757.5064 | 869361752.7275 | 1009156510.2339 | 299953273.799 | 1571671.9593 | 702819177.942 | 139789814.5981 | 870106410.9018 | 1009896225.4999 | 300285996.7528 | 4942.9083 | 702820732.4867 | 139789799.0527 | 870108752.8518 | 1009898551.9044 | 300287043.1665 | 15.5454 | 702820736.9016 | 139789806.4181 | 870108759.5208 | 1009898565.9389 | 295937917.8776 | 0
2020-12-01 | 543974056.5484 | 141110562.2707 | 631441544.0489 | 772552106.3195 | 194834122.0281 | 1511360284.896 | 8.3308 | 160792572.7685 | 240629032.4918 | 103893714.9378 | 505315320.1981 | 2.7854 | 2016675605.0941 | 11.1188 | 509656218.2031 | 704260937.1732 | 139507693.4644 | 872916660.2335 | 1012424353.6979 | 302728343.4217 | 1602868.8062 | 704765039.4128 | 139502652.442 | 873676099.4739 | 1013178751.9159 | 303067670.748 | 5041.0224 | 704766624.8143 | 139502636.588 | 873678487.9103 | 1013181124.4983 | 303068737.9325 | 15.854 | 704766629.3169 | 139502644.0997 | 873678494.7117 | 1013181138.8113 | 298727836.9659 | 0
2021-01-01 | 547471265.6605 | 142413659.823 | 637272644.976 | 779686304.799 | 197750768.2081 | 1524908338.6676 | 8.352 | 192703393.1027 | 288384160.0504 | 125270222.3662 | 606357775.5193 | 3.321 | 2131266114.1869 | 11.6759 | 610802357.7993 | 739568607.1883 | 140492686.4077 | 926670802.1013 | 1067163488.5091 | 327057627.3543 | 1920973.4153 | 740172753.3274 | 140486644.9463 | 927580959.3055 | 1068067604.2518 | 327464297.4263 | 6041.4614 | 740174653.367 | 140486625.9459 | 927583821.7499 | 1068070447.6958 | 327465576.4036 | 19.0004 | 740174658.7632 | 140486634.9483 | 927583829.9011 | 1068070464.8494 | 323020990.5744 | 0
2021-02-01 | 545834704.02 | 141672986.0263 | 633958277.8705 | 775631263.8968 | 196357110.1582 | 1517823078.075 | 8.3382 | 143461497.3555 | 214692760.4559 | 92108838.2553 | 450263096.0667 | 2.4735 | 1968086174.1417 | 10.8143 | 454722770.7167 | 688845015.4104 | 140242882.9124 | 849405926.636 | 989648809.5484 | 292621920.7189 | 1430103.1139 | 689294782.8397 | 140238385.2381 | 850083509.4914 | 990321894.7295 | 292924673.5481 | 4497.6743 | 689296197.3583 | 140238371.0929 | 850085640.4895 | 990324011.5824 | 292925625.7058 | 14.1452 | 689296201.3755 | 140238377.7949 | 850085646.5578 | 990324024.3527 | 288465948.4135 | 0
2021-03-01 | 548360313.4203 | 142395687.2399 | 637192221.261 | 779587908.5009 | 198560763.8466 | 1526508985.7678 | 8.3473 | 163337812.2002 | 244438029.9558 | 105442144.4437 | 513217986.5997 | 2.8064 | 2039726972.3675 | 11.1564 | 517723736.9997 | 711184428.7067 | 140767446.087 | 882489727.8515 | 1023257173.9385 | 308162878.9695 | 1628241.1529 | 711696510.5492 | 140762325.2686 | 883261188.5097 | 1024023513.7783 | 308507577.6215 | 5120.8184 | 711698121.0466 | 140762309.1636 | 883263614.7535 | 1024025923.9171 | 308508661.6988 | 16.105 | 711698125.6205 | 140762316.7942 | 883263621.6625 | 1024025938.4567 | 304002908.2904 | 0
2021-04-01 | 550112717.9085 | 142926609.2131 | 639567990.9066 | 782494600.1197 | 198048344.8654 | 1530655662.8935 | 8.3433 | 132054020.2861 | 197621261.9213 | 84343756.7185 | 414019038.9259 | 2.2567 | 1944674701.8194 | 10.6026 | 418565058.1909 | 681751428.7095 | 141610222.1051 | 837884115.4775 | 979494337.5825 | 286658567.6844 | 1316387.108 | 682165432.455 | 141606082.0676 | 838507819.6892 | 980113901.7568 | 286937246.8351 | 4140.0375 | 682166734.4968 | 141606069.0472 | 838509781.239 | 980115850.2862 | 286938123.2811 | 13.0204 | 682166738.1946 | 141606075.2163 | 838509786.8247 | 980115862.041 | 282392101.5839 | 0
2021-05-01 | 551235948.5839 | 143157068.4515 | 640599249.9066 | 783756318.358 | 197377291.7067 | 1532369558.6486 | 8.3356 | 110862075.5286 | 165907128.1413 | 70119981.2931 | 346889184.963 | 1.887 | 1879258743.6117 | 10.2251 | 351394005.228 | 661749363.2281 | 142051934.305 | 807089729.5836 | 949141663.8886 | 271767402.6135 | 1105134.1464 | 662096927.9172 | 142048458.6581 | 807613342.1422 | 949661800.8003 | 272001359.5123 | 3475.6469 | 662098021.0081 | 142048447.7272 | 807614988.9037 | 949663436.6309 | 272002095.3067 | 10.9309 | 662098024.1125 | 142048452.9063 | 807614993.593 | 949663446.4993 | 267497272.9998 | 0
2021-06-01 | 548399235.1939 | 142575611.1654 | 637997344.8427 | 780572956.0081 | 195869525.0184 | 1524841716.2204 | 8.3376 | 87273336.9784 | 130606148.5171 | 54306333.4645 | 272185818.96 | 1.4883 | 1797027535.1805 | 9.8282 | 276625954.225 | 635398097.7977 | 141705622.5393 | 769062721.9545 | 910768344.4938 | 254431239.5279 | 869988.626 | 635671709.2206 | 141702886.4251 | 769474922.5656 | 911177808.9906 | 254615416.12 | 2736.1142 | 635672569.7285 | 141702877.82 | 769476218.9365 | 911179096.7565 | 254615995.3554 | 8.6051 | 635672572.1724 | 141702881.8971 | 769476222.6281 | 911179104.5251 | 250175858.483 | 0
2021-07-01 | 549255041.5639 | 143130513.0017 | 640480419.5798 | 783610932.5814 | 196308302.9354 | 1529174277.0807 | 8.3492 | 101230571.3234 | 151493405.5518 | 63824208.3922 | 316548185.2674 | 1.7283 | 1845722462.3481 | 10.08 | 320865505.5324 | 650167243.0539 | 142121390.9868 | 792506496.101 | 934627887.0878 | 264235530.4566 | 1009122.0149 | 650484611.9275 | 142118217.298 | 792984618.1117 | 935102835.4097 | 264449161.5872 | 3173.6887 | 650485610.0526 | 142118207.3168 | 792986121.8054 | 935104329.1222 | 264449833.4571 | 9.9813 | 650485612.8873 | 142118212.0459 | 792986126.0874 | 935104338.1333 | 260132511.3276 | 0
2021-08-01 | 550868178.4039 | 143286880.5433 | 641180133.0549 | 784467013.5982 | 196853759.0337 | 1532188951.0358 | 8.3413 | 120883416.4336 | 180904248.4978 | 77005569.7196 | 378793234.6511 | 2.0622 | 1910982185.6869 | 10.406 | 383158150.9161 | 671371416.867 | 142081848.1586 | 822720464.959 | 964802313.1176 | 277968339.5826 | 1205032.3846 | 671750399.552 | 142078058.3318 | 823291409.3028 | 965369467.6346 | 278223444.9384 | 3789.8269 | 671751591.4525 | 142078046.4128 | 823293204.9228 | 965371251.3355 | 278224247.2448 | 11.919 | 671751594.8375 | 142078052.06 | 823293210.036 | 965371262.096 | 273859328.7533 | 0
2021-09-01 | 551808356.2939 | 143563180.8144 | 642416521.5081 | 785979702.3224 | 196569003.3987 | 1534357062.015 | 8.3397 | 101659327.1425 | 152135046.4943 | 64048950.6192 | 317843324.256 | 1.7276 | 1852200386.271 | 10.0696 | 322224511.521 | 653147965.1673 | 142549784.7256 | 795086495.0667 | 937636279.7923 | 264783932.4877 | 1013396.0887 | 653466678.2372 | 142546597.5949 | 795566642.1335 | 938113239.7285 | 264998468.4397 | 3187.1307 | 653467680.5898 | 142546587.5714 | 795568152.1961 | 938114739.7675 | 264999143.1552 | 10.0235 | 653467683.4365 | 142546592.3205 | 795568156.4962 | 938114748.8167 | 260617954.0178 | 0
2021-10-01 | 552961483.9639 | 144383957.9877 | 646089335.2031 | 790473293.1908 | 198960423.8986 | 1542395201.0533 | 8.3659 | 145592213.2842 | 217881415.8994 | 93629263.5405 | 457102892.724 | 2.4793 | 1999498093.7774 | 10.8478 | 461476394.989 | 698095810.188 | 142932614.7254 | 864736851.1489 | 1007669465.8744 | 296654976.7178 | 1451343.2622 | 698552257.6439 | 142928050.2509 | 865424497.5866 | 1008352547.8374 | 296962226.0864 | 4564.4746 | 698553693.1712 | 142928035.8956 | 865426660.2346 | 1008354696.1302 | 296963192.3857 | 14.3553 | 698553697.2481 | 142928042.6971 | 865426666.3931 | 1008354709.0902 | 292589687.4391 | 0
2021-11-01 | 555143549.2581 | 145372655.5114 | 650513558.8825 | 795886214.3939 | 201491614.4547 | 1552521378.1067 | 8.3876 | 191408653.7195 | 286446558.8307 | 124428962.1116 | 602284174.6617 | 3.2539 | 2154805552.7685 | 11.6443 | 606698486.7917 | 745950223.3541 | 143464588.7705 | 937967301.9244 | 1081431890.6949 | 329929684.1085 | 1908066.741 | 746550310.3441 | 143458587.9006 | 938871343.9463 | 1082329931.8468 | 330333621.8376 | 6000.8699 | 746552197.6177 | 143458569.0278 | 938874187.1584 | 1082332756.1863 | 330334892.2217 | 18.8727 | 746552202.9776 | 143458577.9697 | 938874195.2548 | 1082332773.2246 | 325920576.5663 | 0
2021-12-01 | 556055851.4986 | 145645183.3674 | 651733066.5325 | 797378249.8999 | 200170247.0106 | 1553604348.4091 | 8.3797 | 155388890.1967 | 232542322.473 | 100197782.4428 | 488128995.1125 | 2.6328 | 2041733343.5216 | 11.0152 | 492528434.3975 | 710956044.1166 | 144096181.4412 | 885093038.75 | 1029189220.1912 | 304438516.5725 | 1549001.9262 | 711443205.2224 | 144091309.8302 | 885826955.8626 | 1029918265.6928 | 304766440.2803 | 4871.6111 | 711444737.3441 | 144091294.5089 | 885829264.0319 | 1029920558.5409 | 304767471.6004 | 15.3212 | 711444741.6953 | 144091301.7681 | 885829270.6047 | 1029920572.3729 | 300368029.4534 | 0
2022-01-01 | 556343784.5065 | 145494729.0466 | 651059813.5378 | 796554542.5845 | 199525807.0214 | 1552424134.1124 | 8.369 | 143519928.8932 | 214780204.3231 | 92160689.7533 | 450460822.9695 | 2.4284 | 2002884957.0819 | 10.8 | 454907978.2545 | 699412343.6676 | 144064043.455 | 866595213.6348 | 1010659257.0898 | 295829826.0179 | 1430685.5916 | 699862294.2861 | 144059543.9488 | 867273072.4681 | 1011332616.417 | 296132702.1576 | 4499.5062 | 699863709.3808 | 144059529.7979 | 867275204.3342 | 1011334734.132 | 296133654.7031 | 14.1509 | 699863713.3997 | 144059536.5026 | 867275210.4049 | 1011334746.9075 | 291686496.7747 | 0
2022-02-01 | 555701123.0121 | 145354627.6381 | 650432887.7549 | 795787515.393 | 199564505.5014 | 1551053143.9064 | 8.3713 | 162248184.8209 | 242807382.6097 | 104750966.1258 | 509806533.5565 | 2.7515 | 2060859677.4629 | 11.1255 | 514269999.3065 | 717439037.794 | 143737248.4903 | 894094013.4263 | 1037831261.9165 | 308435464.3546 | 1617379.1478 | 717947703.536 | 143732161.8328 | 894860327.6665 | 1038592489.4994 | 308777863.5202 | 5086.6574 | 717949303.2897 | 143732145.8353 | 894862737.7248 | 1038594883.5601 | 308778940.3655 | 15.9975 | 717949307.833 | 143732153.4149 | 894862744.5878 | 1038594898.0027 | 304315471.6272 | 0
2022-03-01 | 555626247.3885 | 146361520.4056 | 654938531.511 | 801300051.9167 | 201749799.2982 | 1558676098.6034 | 8.4135 | 211483216.566 | 316488510.0991 | 137888872.2378 | 665860598.9029 | 3.5942 | 2224536697.5063 | 12.0106 | 670327829.9029 | 766444349.893 | 144253339.3806 | 972539857.3191 | 1116793196.6996 | 343658200.8887 | 2108181.025 | 767107372.8254 | 144246709.1512 | 973538713.4887 | 1117785422.64 | 344104502.8117 | 6630.2293 | 767109458.0325 | 144246688.2992 | 973541854.8914 | 1117788543.1906 | 344105906.4312 | 20.8521 | 767109463.9545 | 144246698.1789 | 973541863.8369 | 1117788562.0158 | 339638671.5361 | 0
2022-04-01 | 552206509.5832 | 145101322.0719 | 649299396.0074 | 794400718.0793 | 200411868.1445 | 1547019095.807 | 8.4022 | 199900389.6094 | 299154597.2442 | 130072220.7102 | 629127207.5637 | 3.4169 | 2176146303.3707 | 11.822 | 633614319.5637 | 751478213.086 | 143108605.0369 | 949505860.6167 | 1092614465.6536 | 334548019.5961 | 1992717.035 | 752104922.5935 | 143102337.9418 | 950450009.9479 | 1093552347.8897 | 334969877.7924 | 6267.0951 | 752106893.5949 | 143102318.2318 | 950452979.2975 | 1093555297.5293 | 334971204.5364 | 19.71 | 752106899.1926 | 143102327.5704 | 950452987.7531 | 1093555315.3235 | 330484088.8546 | 0
2022-05-01 | 552433176.4732 | 144213848.763 | 645328130.4447 | 789541979.2077 | 198813213.0155 | 1540788368.6964 | 8.3649 | 194707070.9773 | 291382700.7174 | 126557263.1775 | 612647034.8722 | 3.326 | 2153435403.5686 | 11.6938 | 617153315.8722 | 746527894.315 | 142272901.5846 | 937735371.5049 | 1080008273.0895 | 329464569.9856 | 1940947.1784 | 747138322.2026 | 142266797.3057 | 938654992.2781 | 1080921789.5838 | 329875468.5033 | 6104.2789 | 747140241.9983 | 142266778.1078 | 938657884.4854 | 1080924662.5932 | 329876760.7791 | 19.198 | 747140247.4506 | 142266787.2037 | 938657892.7213 | 1080924679.9251 | 325370476.193 | 0
2022-06-01 | 555942606.2032 | 145503252.3157 | 651097953.4623 | 796601205.778 | 200651272.3366 | 1553195084.3179 | 8.379 | 215920138.9394 | 323128445.7602 | 140737025.306 | 679785610.0056 | 3.6672 | 2232980694.3234 | 12.0492 | 684391322.0056 | 771183676.974 | 143350841.608 | 975362561.8286 | 1118713403.4366 | 345536915.2052 | 2152410.7077 | 771860610.1415 | 143344072.2763 | 976382374.0219 | 1119726446.2982 | 345992580.552 | 6769.3317 | 771862739.0964 | 143344050.9868 | 976385581.3312 | 1119729632.318 | 345994013.6195 | 21.2895 | 771862745.1426 | 143344061.0738 | 976385590.4644 | 1119729651.5382 | 341388297.6426 | 0
2022-07-01 | 553856960.7532 | 144568072.2602 | 646913209.75 | 791481282.0102 | 199084240.2518 | 1544422483.0152 | 8.363 | 190949778.657 | 285759843.8884 | 123897626.7906 | 600607249.336 | 3.2523 | 2145029732.3512 | 11.6182 | 605244013.336 | 744206202.9474 | 142664579.8383 | 933677823.2686 | 1076342403.1068 | 327214397.875 | 1903492.4219 | 744804851.3141 | 142658593.3546 | 934579697.9781 | 1077238291.3327 | 327617367.2208 | 5986.4837 | 744806734.0632 | 142658574.5271 | 934582534.3741 | 1077241108.9012 | 327618634.5594 | 18.8275 | 744806739.4102 | 142658583.4476 | 934582542.451 | 1077241125.8986 | 322981867.0424 | 0
2022-08-01 | 551261397.3832 | 144612826.9339 | 647113477.9639 | 791726304.8978 | 198731564.2802 | 1541719266.5611 | 8.3877 | 188162766.0837 | 281589028.4863 | 122136912.671 | 591888707.2409 | 3.2202 | 2133607973.8021 | 11.6108 | 596410158.2409 | 738832392.15 | 142737116.9862 | 929692610.9384 | 1072429727.9246 | 324991594.7798 | 1875709.9477 | 739422302.9285 | 142731217.8785 | 930581322.3116 | 1073312540.1901 | 325388682.5757 | 5899.1078 | 739424158.1979 | 142731199.3258 | 930584117.3089 | 1073315316.6346 | 325389931.4168 | 18.5527 | 739424163.4669 | 142731208.116 | 930584125.268 | 1073315333.384 | 320868476.9512 | 0
2022-09-01 | 539278982.1532 | 140795134.6762 | 630030068.6491 | 770825203.3253 | 192487969.8092 | 1502592155.2877 | 8.3564 | 131520045.3806 | 196822158.6874 | 84154422.4311 | 412496626.4991 | 2.294 | 1915088781.7868 | 10.653 | 416872544.4991 | 670385397.3982 | 139484070.5238 | 827544280.2328 | 967028350.7565 | 280739887.4796 | 1311064.1524 | 670797727.0741 | 139479947.227 | 828165462.4282 | 967645409.6552 | 281017439.7607 | 4123.2968 | 670799023.851 | 139479934.2592 | 828167416.0462 | 967647350.3054 | 281018312.6626 | 12.9678 | 670799027.5338 | 139479940.4034 | 828167421.6094 | 967647362.0127 | 276642392.2402 | 0
2022-10-01 | 535896598.2232 | 139781139.3955 | 625492642.567 | 765273781.9625 | 190770343.3727 | 1491940723.5584 | 8.3493 | 157700988.8068 | 236002420.424 | 101815819.1003 | 495519228.331 | 2.7731 | 1987459951.8895 | 11.1251 | 499856978.331 | 693101617.9083 | 138209089.1987 | 862324878.9003 | 1000533968.0989 | 296590065.6854 | 1572050.1968 | 693596027.6952 | 138204145.1008 | 863069716.2835 | 1001273861.3843 | 296922868.712 | 4944.0979 | 693597582.614 | 138204129.5516 | 863072058.7971 | 1001276188.3487 | 296923915.3776 | 15.5492 | 693597587.03 | 138204136.9188 | 863072065.4677 | 1001276202.3865 | 292586162.473 | 0
2022-11-01 | 533043159.2932 | 138758639.9848 | 620917162.204 | 759675802.1888 | 189047634.3417 | 1481766595.8237 | 8.3368 | 151409595.7002 | 226587235.3181 | 97647559.5902 | 475644390.6084 | 2.6761 | 1957410986.4321 | 11.0155 | 479915462.6084 | 683976572.2836 | 137249305.8549 | 848301108.3879 | 985550414.2428 | 290645737.7759 | 1509334.1299 | 684451257.8674 | 137244558.9991 | 849016230.8986 | 986260789.8977 | 290965263.8112 | 4746.8558 | 684452750.7536 | 137244544.0702 | 849018479.9589 | 986263024.0291 | 290966268.7206 | 14.9289 | 684452754.9934 | 137244551.1435 | 849018486.3634 | 986263037.5069 | 286695193.9319 | 0
2022-12-01 | 530092697.01 | 138093379.4599 | 617940254.4072 | 756033633.8671 | 188771457.1305 | 1474897788.0075 | 8.3441 | 174293905.2383 | 260834024.0135 | 113098934.7666 | 548226864.0184 | 3.1016 | 2023124652.0259 | 11.4484 | 552450720.0184 | 703838448.4558 | 136355921.9454 | 879691405.5519 | 1016047327.4973 | 305725274.5584 | 1737457.5145 | 704384878.8441 | 136350457.6416 | 880514612.9222 | 1016865070.5638 | 306093094.3142 | 5464.3039 | 704386597.3676 | 136350440.4563 | 880517201.9094 | 1016867642.3657 | 306094251.1073 | 17.1852 | 704386602.2483 | 136350448.5987 | 880517209.2819 | 1016867657.8805 | 301870391.8971 | 0

## 2 months Losses
12 months Rolling Average Losses
| Technical | [6 empty] | Non Technical | [5 empty] | Non Technical 1 iterarion | [5 empty] | Non Technical 2 iterarion | [5 empty] | Non Technical 3 iterarion | [5 empty] | Final Non Technical
Month/Year | Transmission | Substation | Primary Lines | Primary | Secondary | Total | % | Transmission | Primary | Secondary | Total | % | Uncountable Energy | Transmission | Substation | Primary Lines | Primary | Secondary | Remaining | Transmission | Substation | Primary Lines | Primary | Secondary | Remaining | Transmission | Substation | Primary Lines | Primary | Secondary | Remaining | Transmission | Substation | Primary Lines | Primary | Secondary | Remaining
2009-07-01 | 115985813.94 | 29704401.9306 | 132921257.759 | 162625659.6896 | 40364362.6019 | 318975836.2315 | 8.2502 | 114805358.718 | 171808323.715 | 77279151.3355 | 363892833.7685 | 9.412 | 363892833.7685 | 230430110.1602 | 28559958.9684 | 305333682.3985 | 333893641.3669 | 117400475.5107 | 1144442.9622 | 230790037.4718 | 28556359.6953 | 305875919.474 | 334432279.1693 | 117642754.0858 | 3599.2731 | 230791169.4432 | 28556348.3756 | 305877624.8096 | 334433973.1852 | 117643516.0519 | 11.3197 | 230791172.658 | 28556353.7388 | 305877629.6658 | 334433983.4046 | 117643513.9374 | 0
2009-08-01 | 120338688.42 | 31106877.8858 | 139197057.1634 | 170303935.0492 | 42791969.0121 | 333434592.4813 | 8.3123 | 125612019.7269 | 187980690.0019 | 84553459.7899 | 398146169.5187 | 9.9255 | 398146169.5187 | 245555658.7336 | 29854708.1827 | 327838712.2813 | 357693420.464 | 127079513.0992 | 1252169.7031 | 245949466.1053 | 29850770.1089 | 328431990.2867 | 358282760.3956 | 127344597.4254 | 3938.0737 | 245950704.6295 | 29850757.7237 | 328433856.146 | 358284613.8697 | 127345431.1156 | 12.3852 | 245950708.1469 | 29850763.5918 | 328433861.4593 | 358284625.0511 | 127345428.802 | 0
2009-09-01 | 118749902.64 | 30493317.8136 | 136451498.5523 | 166944816.3659 | 41390471.0843 | 327085190.0902 | 8.2631 | 93683444.7484 | 140198992.2927 | 63061316.8687 | 296943753.9098 | 7.5016 | 296943753.9098 | 212138713.2446 | 29559429.7076 | 277143449.1548 | 306702878.8623 | 104253463.787 | 933888.106 | 212432421.054 | 29556492.6295 | 277585925.3394 | 307142417.9689 | 104451167.899 | 2937.0781 | 212433344.7651 | 29556483.3923 | 277587316.927 | 307143800.3194 | 104451789.6785 | 9.2371 | 212433347.3884 | 29556487.7689 | 277587320.8897 | 307143808.6586 | 104451787.953 | 0
2009-10-01 | 118123356.6 | 30279650.804 | 135495381.4177 | 165775032.2217 | 40905954.8576 | 324804343.6793 | 8.249 | 91977745.9597 | 137646382.7898 | 61913156.5712 | 291537285.3207 | 7.4041 | 291537285.3207 | 209811832.8333 | 29362766.0417 | 273625747.2027 | 302988513.2443 | 102624398.16 | 916884.7623 | 210100193.0911 | 29359882.4391 | 274060167.2031 | 303420049.6422 | 102818502.6642 | 2883.6026 | 210101099.9841 | 29359873.3702 | 274061533.454 | 303421406.8241 | 102819113.1228 | 9.0689 | 210101102.5597 | 29359877.667 | 274061537.3445 | 303421415.0116 | 102819111.4288 | 0
2009-11-01 | 114517855.8 | 29224161.042 | 130772275.8307 | 159996436.8727 | 38853658.3936 | 313367951.0664 | 8.2091 | 66818099.267 | 99994510.3354 | 44977395.3312 | 211790004.9336 | 5.5481 | 211790004.9336 | 181125812.3516 | 28558081.4765 | 231118380.1683 | 259676461.6448 | 83689602.4381 | 666079.5655 | 181335294.375 | 28555986.6563 | 231433968.6664 | 259989955.3227 | 83830611.4821 | 2094.8202 | 181335953.196 | 28555980.068 | 231434961.1923 | 259990941.2603 | 83831054.9555 | 6.5882 | 181335955.067 | 28555983.1895 | 231434964.0186 | 259990947.2081 | 83831053.7248 | 0
2009-12-01 | 110421118.29 | 27979216.7171 | 125201398.9657 | 153180615.6828 | 36569610.8959 | 300171344.8687 | 8.1552 | 43045393.164 | 64418219.8963 | 28975228.0709 | 136438841.1313 | 3.7068 | 136438841.1313 | 153331133.8258 | 27550116.5617 | 189846121.8937 | 217396238.4554 | 65453713.5634 | 429100.1554 | 153466085.8246 | 27548767.0418 | 190049429.5473 | 217598196.589 | 65544554.0663 | 1349.52 | 153466510.2487 | 27548762.7975 | 190050068.9499 | 217598831.7474 | 65544839.7597 | 4.2442 | 153466511.454 | 27548764.8084 | 190050070.7706 | 217598835.5791 | 65544838.9669 | 0
2010-01-01 | 107803495.56 | 27559299.9144 | 123322355.257 | 150881655.1714 | 36597430.8862 | 295282581.6176 | 8.2171 | 59841084.5118 | 89553279.8649 | 40280944.0057 | 189675308.3824 | 5.2783 | 189675308.3824 | 167456380.0463 | 26962771.0695 | 213190516.3685 | 240153287.4381 | 76751693.6708 | 596528.8449 | 167643988.368 | 26960894.9863 | 213473151.7352 | 240434046.7216 | 76877978.8272 | 1876.0832 | 167644578.3962 | 26960889.086 | 213474040.6235 | 240434929.7095 | 76878375.9941 | 5.9003 | 167644580.0718 | 26960891.8816 | 213474043.1547 | 240434935.0363 | 76878374.8919 | 0
2010-02-01 | 101746142.97 | 25790740.3803 | 115408405.0538 | 141199145.4341 | 33891402.5934 | 276836690.9975 | 8.1614 | 41156589.1448 | 61591590.0595 | 27703813.7983 | 130451993.0025 | 3.8459 | 130451993.0025 | 142773294.7693 | 25380468.8623 | 177216559.3383 | 202597028.2007 | 61508089.5121 | 410271.518 | 142902325.1617 | 25379178.5584 | 177410945.9836 | 202790124.542 | 61594943.9924 | 1290.3039 | 142902730.9623 | 25379174.5004 | 177411557.3296 | 202790731.83 | 61595217.1498 | 4.058 | 142902732.1148 | 25379176.4231 | 177411559.0705 | 202790735.4935 | 61595216.3917 | 0
2010-03-01 | 106810780.23 | 27132295.1277 | 121411594.2374 | 148543889.3651 | 35946142.5496 | 291300812.1447 | 8.1807 | 70318233.3678 | 105232525.175 | 47333447.3125 | 222884205.8553 | 6.2593 | 222884205.8553 | 176907862.9715 | 26431324.3003 | 227014130.9717 | 253445455.272 | 83130728.9291 | 700970.8274 | 177128318.2967 | 26429119.747 | 227346250.9497 | 253775370.6967 | 83279124.4533 | 2204.5533 | 177129011.6287 | 26429112.8137 | 227347295.467 | 253776408.2807 | 83279591.1572 | 6.9333 | 177129013.5978 | 26429116.0987 | 227347298.4414 | 253776414.5401 | 83279589.8621 | 0
2010-04-01 | 111416026.86 | 28412634.8314 | 127140858.3435 | 155553493.1749 | 37906429.6641 | 304875949.699 | 8.209 | 79087918.7488 | 118356520.0969 | 53236602.4552 | 250681041.301 | 6.7498 | 250681041.301 | 190255214.3492 | 27624242.9565 | 245913535.7119 | 273537778.6685 | 90975606.1075 | 788391.8749 | 190503163.5938 | 27621763.4641 | 246287075.7823 | 273908839.2463 | 91142508.6674 | 2479.4924 | 190503943.3942 | 27621755.6661 | 246288250.5658 | 273910006.2318 | 91143033.576 | 7.798 | 190503945.6088 | 27621759.3608 | 246288253.9111 | 273910013.2719 | 91143032.1193 | 0
2010-05-01 | 112058025.21 | 28437493.8479 | 127252097.4706 | 155689591.3185 | 38008787.6799 | 305756404.2084 | 8.1852 | 75143151.8093 | 112453104.064 | 50581253.9183 | 238177509.7916 | 6.3761 | 238177509.7916 | 186964852.0395 | 27688425.5796 | 240100601.6098 | 267789027.1894 | 88430966.5028 | 749068.2683 | 187200434.0098 | 27686069.7599 | 240455510.1554 | 268141579.9153 | 88589544.2552 | 2355.8197 | 187201174.9151 | 27686062.3508 | 240456626.3427 | 268142688.6936 | 88590042.9822 | 7.4091 | 187201177.0193 | 27686065.8613 | 240456629.5212 | 268142695.3825 | 88590041.5982 | 0
2010-06-01 | 114774436.29 | 29239183.4971 | 130839498.3128 | 160078681.8099 | 39512740.4096 | 314365858.5095 | 8.2165 | 78179166.4939 | 116996555.6899 | 52624892.3067 | 247800614.4905 | 6.4767 | 247800614.4905 | 192707729.5473 | 28459850.5645 | 248247429.4584 | 276707280.0229 | 91972130.4972 | 779332.9326 | 192952829.7546 | 28457399.5625 | 248616677.4019 | 277074076.9643 | 92137115.279 | 2451.0021 | 192953600.5947 | 28457391.8541 | 248617838.6867 | 277075230.5407 | 92137634.1562 | 7.7084 | 192953602.7839 | 28457395.5063 | 248617841.9936 | 277075237.4999 | 92137632.7163 | 0
2010-07-01 | 115375881.84 | 29680148.7916 | 132812729.8127 | 162492878.6043 | 40183530.1048 | 318052290.5491 | 8.2699 | 79664361.5759 | 119219177.3539 | 53624624.5211 | 252508163.4509 | 6.5656 | 252508163.4509 | 194789699.2453 | 28886010.6175 | 252451097.6557 | 281337108.2732 | 93639508.3074 | 794138.1741 | 195039455.7011 | 28883513.053 | 252827360.3226 | 281710873.3756 | 93807627.3588 | 2497.5646 | 195040241.1851 | 28883505.1981 | 252828543.6687 | 281712048.8668 | 93808156.0933 | 7.8548 | 195040243.4159 | 28883508.9198 | 252828547.0384 | 281712055.9582 | 93808154.626 | 0
2010-08-01 | 118704336.03 | 30747041.0797 | 137586859.4234 | 168333900.5031 | 42114820.2678 | 329153056.801 | 8.3186 | 112633052.6179 | 168557427.8177 | 75816902.7634 | 357007383.199 | 9.0225 | 357007383.199 | 230983158.0461 | 29624252.8595 | 306736957.5831 | 336361210.4427 | 117693283.2911 | 1122788.2202 | 231336274.9413 | 29620721.6906 | 307268934.6419 | 336889656.3324 | 117930977.5573 | 3531.169 | 231337385.494 | 29620710.5851 | 307270607.7097 | 336891318.2948 | 117931725.1057 | 11.1055 | 231337388.6479 | 29620715.8469 | 307270612.474 | 336891328.3208 | 117931723.0312 | 0
2010-09-01 | 118153397.97 | 30411983.5303 | 136087543.9014 | 166499527.4317 | 41458714.5139 | 326111639.9156 | 8.2801 | 91223888.2628 | 136518220.9281 | 61405710.8936 | 289147820.0844 | 7.3416 | 289147820.0844 | 209090387.3866 | 29502613.6361 | 273085781.0574 | 302588394.6935 | 102671308.0258 | 909369.8942 | 209376384.2183 | 29499753.6678 | 273516640.5132 | 303016394.1811 | 102863821.6324 | 2859.9683 | 209377283.6783 | 29499744.6732 | 273517995.5662 | 303017740.2394 | 102864427.0876 | 8.9946 | 209377286.2328 | 29499748.9349 | 273517999.4249 | 303017748.3598 | 102864425.4075 | 0
2010-10-01 | 116064266.16 | 29756027.0684 | 133152269.9257 | 162908296.9941 | 39930969.0057 | 318903532.1598 | 8.2428 | 73283782.6393 | 109670524.0187 | 49329653.1822 | 232283959.8402 | 6.004 | 232283959.8402 | 189117571.5298 | 29025494.0147 | 243208410.098 | 272233904.1127 | 89105483.3039 | 730533.0537 | 189347324.1751 | 29023196.4882 | 243554536.6588 | 272577733.1471 | 89260137.1513 | 2297.5265 | 189348046.7472 | 29023189.2625 | 243555625.2269 | 272578814.4894 | 89260623.5377 | 7.2257 | 189348048.7993 | 29023192.6861 | 243555628.3267 | 272578821.0128 | 89260622.1879 | 0
2010-11-01 | 110849747.97 | 28075649.4703 | 125632916.2497 | 153708565.72 | 37133691.2355 | 301692004.9255 | 8.1648 | 52387081.2443 | 78398227.3425 | 35263416.4878 | 166048725.0745 | 4.4938 | 166048725.0745 | 163072072.0059 | 27553426.2299 | 204306802.19 | 231860228.42 | 72286206.3337 | 522223.2404 | 163236311.215 | 27551783.8378 | 204554231.5613 | 232106015.3991 | 72396760.9937 | 1642.3921 | 163236827.7473 | 27551778.6725 | 204555009.7267 | 232106788.3992 | 72397108.6881 | 5.1653 | 163236829.2143 | 27551781.1199 | 204555011.9426 | 232106793.0625 | 72397107.7232 | 0
2010-12-01 | 103750350.87 | 25980150.6413 | 116255978.0897 | 142236128.731 | 33809000.7901 | 279795480.391 | 8.0902 | 17816903.8174 | 26663323.1483 | 11993126.6433 | 56473353.609 | 1.6329 | 56473353.609 | 121511220.58 | 25802541.9442 | 143013053.0296 | 168815594.9738 | 45764409.7491 | 177608.6971 | 121567078.5153 | 25801983.3648 | 143097204.0303 | 168899187.3951 | 45802009.5103 | 558.5794 | 121567254.1885 | 25801981.6081 | 143097468.6852 | 168899450.2933 | 45802127.7615 | 1.7567 | 121567254.6874 | 25801982.4405 | 143097469.4388 | 168899451.8793 | 45802127.4333 | 0
2011-01-01 | 101887560.51 | 25801597.8049 | 115456989.8574 | 141258587.6623 | 33877776.0013 | 277023924.1736 | 8.1565 | 45152352.6618 | 67571323.4054 | 30393489.7592 | 143117165.8264 | 4.2138 | 143117165.8264 | 146897909.1624 | 25351494.3184 | 183265903.0259 | 208617397.3443 | 64175680.0068 | 450103.4865 | 147039466.7089 | 25350078.7429 | 183479162.0578 | 208829240.8007 | 64270966.9149 | 1415.5755 | 147039911.9074 | 25350074.2909 | 183479832.7575 | 208829907.0484 | 64271266.5922 | 4.452 | 147039913.1718 | 25350076.4003 | 183479834.6674 | 208829911.0677 | 64271265.7606 | 0
2011-02-01 | 97284758.88 | 24520381.7412 | 109723804.2155 | 134244185.9567 | 31533279.0671 | 263062223.9038 | 8.1119 | 32847866.1491 | 49157433.7968 | 22110947.1503 | 104116247.0962 | 3.2106 | 104116247.0962 | 130029318.5917 | 24192936.1441 | 159054082.0897 | 183247018.2338 | 53574688.5774 | 327445.5971 | 130132300.232 | 24191906.3277 | 159209225.8136 | 183401132.1413 | 53644008.8103 | 1029.8164 | 130132624.1093 | 24191903.0889 | 159209713.7406 | 183401616.8295 | 53644226.8224 | 3.2388 | 130132625.0291 | 24191904.6234 | 159209715.1301 | 183401619.7535 | 53644226.2174 | 0
2011-03-01 | 98620713.78 | 24875458.8022 | 111312703.0481 | 136188161.8503 | 32412215.8961 | 267221091.5264 | 8.1283 | 52632784.1888 | 78765926.3027 | 35428806.9821 | 166827517.4736 | 5.0745 | 166827517.4736 | 151087968.0255 | 24350786.2597 | 190355580.8271 | 214706367.0868 | 67729601.3452 | 524672.5425 | 151252977.5401 | 24349136.1646 | 190604170.6777 | 214953306.8423 | 67840674.5225 | 1650.0951 | 151253496.495 | 24349130.9751 | 190604952.4928 | 214954083.4678 | 67841023.8476 | 5.1895 | 151253497.9688 | 24349133.4339 | 190604954.7191 | 214954088.153 | 67841022.8782 | 0
2011-04-01 | 103310007.9 | 26133921.081 | 116944070.0533 | 143077991.1343 | 34648973.4423 | 281036972.4766 | 8.1605 | 74334426.5345 | 111242831.8662 | 50036875.1227 | 235614133.5234 | 6.8415 | 235614133.5234 | 177410652.8931 | 25392914.6311 | 228578046.5167 | 253970961.1477 | 84528485.5092 | 741006.4499 | 177643699.4216 | 25390584.1658 | 228929135.3726 | 254319719.5384 | 84685356.5747 | 2330.4653 | 177644432.353 | 25390576.8365 | 228930239.5471 | 254320816.3836 | 84685849.9342 | 7.3293 | 177644434.4345 | 25390580.3091 | 228930242.6914 | 254320823.0005 | 84685848.5651 | 0
2011-05-01 | 105612304.59 | 26633035.4841 | 119177507.1843 | 145810542.6684 | 35082835.6634 | 286505682.9217 | 8.1382 | 60556635.6036 | 90624115.1899 | 40762604.2847 | 191943355.0783 | 5.4522 | 191943355.0783 | 165978489.7621 | 26029373.6324 | 210120268.8203 | 236149642.4527 | 75717243.9335 | 603661.8517 | 166168341.4145 | 26027475.1159 | 210406283.8057 | 236433758.9215 | 75845039.1475 | 1898.5165 | 166168938.4979 | 26027469.145 | 210407183.3228 | 236434652.4678 | 75845441.0634 | 5.9708 | 166168940.1936 | 26027471.974 | 210407185.8843 | 236434657.8583 | 75845439.9481 | 0
2011-06-01 | 109963173.42 | 28023621.3558 | 125400100.8429 | 153423722.1987 | 37613120.9659 | 301000016.5846 | 8.2117 | 88516754.3531 | 132466945.4102 | 59583452.6521 | 280567152.4154 | 7.6543 | 280567152.4154 | 198201542.8546 | 27141237.6615 | 258332817.6573 | 285474055.3188 | 97009187.1322 | 882383.6943 | 198479052.5265 | 27138462.5647 | 258750891.0517 | 285889353.6164 | 97195987.7603 | 2775.0967 | 198479925.2944 | 27138453.8371 | 258752205.8925 | 285890659.7296 | 97196575.2483 | 8.7277 | 198479927.7731 | 27138457.9722 | 258752209.6367 | 285890667.6089 | 97196573.618 | 0
2011-07-01 | 111135792.33 | 28496875.2167 | 127517817.2197 | 156014692.4364 | 38251238.2155 | 305401722.9819 | 8.2439 | 85935157.7237 | 128603538.7335 | 57845697.5609 | 272384394.0181 | 7.3527 | 272384394.0181 | 196800684.2487 | 27640226.2975 | 256573543.1055 | 284213769.403 | 95915014.4291 | 856648.9192 | 197070100.3338 | 27637532.1367 | 256979423.3634 | 284616955.5 | 96096367.0053 | 2694.1609 | 197070947.6474 | 27637523.6635 | 256980699.8568 | 284618223.5203 | 96096937.3592 | 8.4731 | 197070950.0537 | 27637527.6781 | 256980703.4918 | 284618231.1699 | 96096935.7764 | 0
2011-08-01 | 111575401.56 | 28722390.9144 | 128526954.8638 | 157249345.7782 | 38633931.85 | 307458679.1881 | 8.2668 | 80756229.1606 | 120853177.2084 | 54359595.4429 | 255969001.8119 | 6.8823 | 255969001.8119 | 192077652.6298 | 27917368.4037 | 249805067.9222 | 277722436.3259 | 92822569.5335 | 805022.5107 | 192330832.2094 | 27914836.6079 | 250186487.5878 | 278101324.1957 | 92992992.7991 | 2531.7958 | 192331628.4592 | 27914828.6454 | 250187687.1526 | 278102515.798 | 92993528.7802 | 7.9625 | 192331630.7206 | 27914832.418 | 250187690.5686 | 278102522.9866 | 92993527.2928 | 0
2011-09-01 | 112022395.14 | 28680359.5452 | 128338872.8929 | 157019232.4381 | 38335287.1401 | 307376914.7181 | 8.2313 | 62506959.8916 | 93542811.2365 | 42006992.1538 | 198056763.2819 | 5.3038 | 198125200.9419 | 174332770.8362 | 28057255.7882 | 222210593.0991 | 250267848.8874 | 80278392.1795 | 623103.757 | 174528736.9678 | 28055296.1269 | 222505819.6592 | 250561115.7861 | 80410303.2448 | 1959.6613 | 174529353.2813 | 28055289.9638 | 222506748.1467 | 250562038.1105 | 80410718.1051 | 6.1631 | 174529355.0316 | 28055292.8839 | 222506750.7907 | 250562043.6746 | 80342279.2938 | 0
2011-10-01 | 112669910.94 | 28682053.9052 | 128346454.815 | 157028508.7202 | 37991531.271 | 307689950.9311 | 8.1919 | 64122204.2201 | 95960053.9817 | 42875263.867 | 202957522.0689 | 5.4035 | 203244960.5289 | 176590451.0263 | 28042848.5043 | 224643917.1136 | 252686765.6179 | 81018489.4149 | 639205.4009 | 176791481.1249 | 28040838.2034 | 224946772.6325 | 252987610.8358 | 81153809.1983 | 2010.301 | 176792113.3646 | 28040831.881 | 224947725.1131 | 252988556.9941 | 81154234.779 | 6.3224 | 176792115.1601 | 28040834.8765 | 224947727.8254 | 252988562.7019 | 80866795.138 | 0
2011-11-01 | 109212633.57 | 27559627.7873 | 123323822.4226 | 150883450.2099 | 36643391.0625 | 296739474.8424 | 8.1503 | 78088522.7287 | 116860905.6338 | 52182836.7951 | 247132265.1576 | 6.7878 | 247513305.4576 | 187055568.1364 | 26781198.4416 | 240595626.5484 | 267376824.99 | 89041957.8279 | 778429.3457 | 187300384.1656 | 26778750.2813 | 240964446.3724 | 267743196.6537 | 89206751.3204 | 2448.1603 | 187301154.112 | 26778742.5819 | 240965606.3107 | 267744348.8926 | 89207269.5959 | 7.6995 | 187301156.2987 | 26778746.2299 | 240965609.6138 | 267744355.8437 | 88826227.8576 | 0
2011-12-01 | 103668358.86 | 26287248.3364 | 117630178.8557 | 143917427.1921 | 35019674.7822 | 282605460.8344 | 8.177 | 74794569.4613 | 111931444.1906 | 49880168.5137 | 236606182.1656 | 6.846 | 237072625.6656 | 178227699.6318 | 25541654.9287 | 229955188.8961 | 255496843.8248 | 85207949.6357 | 745593.4077 | 178462188.7586 | 25539310.0374 | 230308451.0527 | 255847761.0901 | 85365791.7601 | 2344.8913 | 178462926.2269 | 25539302.6627 | 230309562.0622 | 255848864.7249 | 85366288.1736 | 7.3747 | 178462928.3213 | 25539306.1569 | 230309565.2259 | 255848871.3828 | 84899843.296 | 0
2012-01-01 | 100294210.17 | 25814466.0283 | 115514572.5834 | 141329038.6117 | 33843296.0636 | 275466544.8453 | 8.2379 | 57721700.4469 | 86381582.7632 | 38332039.9446 | 182435323.1547 | 5.4558 | 182957602.1547 | 157834376.0476 | 25239064.3695 | 202199884.4843 | 227438948.8538 | 72575420.4397 | 575401.6588 | 158015339.8693 | 25237254.7313 | 202472509.7902 | 227709764.5215 | 72697232.9709 | 1809.6382 | 158015909.0005 | 25237249.04 | 202473367.1968 | 227710616.2368 | 72697616.0713 | 5.6913 | 158015910.6169 | 25237251.7365 | 202473369.6384 | 227710621.3749 | 72175336.0082 | 0
2012-02-01 | 95975005.11 | 24297889.9489 | 108728197.9433 | 133026087.8922 | 31325617.8118 | 260326710.814 | 8.1356 | 31232194.8577 | 46739552.0937 | 20577769.2347 | 98549516.186 | 3.0798 | 98995134.186 | 127108974.8115 | 23986550.2519 | 155632092.5207 | 179618642.7726 | 52282887.7189 | 311339.697 | 127206891.1462 | 23985571.0885 | 155779605.2691 | 179765176.3577 | 52348798.3328 | 979.1633 | 127207199.0931 | 23985568.0091 | 155780069.1967 | 179765637.2058 | 52349005.6217 | 3.0795 | 127207199.9677 | 23985569.4681 | 155780070.5178 | 179765639.9859 | 51903387.0464 | 0
2012-03-01 | 97198248.6 | 24335422.834 | 108896150.0976 | 133231572.9316 | 31579970.2219 | 262009791.7534 | 8.0856 | 41755375.4762 | 62487684.7802 | 27657680.9902 | 131900741.2466 | 4.0705 | 132349936.2466 | 138822303.5495 | 23919182.2845 | 171603549.8912 | 195522732.1757 | 59598451.7253 | 416240.5495 | 138953211.2024 | 23917873.208 | 171800764.6636 | 195718637.8715 | 59686569.8496 | 1309.0765 | 138953622.9069 | 23917869.0909 | 171801384.904 | 195719253.9949 | 59686846.9811 | 4.117 | 138953624.0762 | 23917871.0416 | 171801386.6702 | 195719257.7118 | 59237651.212 | 0
2012-04-01 | 100959766.38 | 25634439.5262 | 114708989.9918 | 140343429.518 | 34092442.7603 | 275395638.6583 | 8.1822 | 62820237.7999 | 94011637.3687 | 41832852.1731 | 198664727.3417 | 5.9025 | 199118182.3417 | 163582434.7265 | 25008212.8427 | 209051184.7853 | 234059397.6281 | 76245761.962 | 626226.6835 | 163779383.0184 | 25006243.3598 | 209347890.988 | 234354134.3478 | 76378334.1509 | 1969.4829 | 163780002.4208 | 25006237.1658 | 209348824.129 | 234355061.2948 | 76378751.0904 | 6.194 | 163780004.1799 | 25006240.1005 | 209348826.7862 | 234355066.8867 | 75925294.9334 | 0
2012-05-01 | 105243050.67 | 26697709.7933 | 119466911.7831 | 146164621.5764 | 38237338.4646 | 289645010.711 | 8.2553 | 118188835.9727 | 176871759.4461 | 79116651.8702 | 374177247.289 | 10.6646 | 374617273.289 | 223060183.1194 | 25519538.4688 | 296960575.8674 | 322480114.3362 | 117543815.2199 | 1178171.3245 | 223430718.0009 | 25515833.12 | 297518793.4409 | 323034626.5609 | 117793234.0893 | 3705.3488 | 223431883.3332 | 25515821.4667 | 297520549.0352 | 323036370.5019 | 117794018.5116 | 11.6533 | 223431886.6427 | 25515826.988 | 297520554.0345 | 323036381.0225 | 117353990.3348 | 0
2012-06-01 | 111175262.37 | 28086554.6663 | 125681714.8208 | 153768269.4871 | 38364712.2793 | 303308244.1363 | 8.1831 | 106955935.2941 | 160061517.6804 | 71512510.8892 | 338529963.8637 | 9.1333 | 339012906.8637 | 217794821.5786 | 27020359.0742 | 286306030.0928 | 313326389.167 | 110133744.6623 | 1066195.5921 | 218130140.0923 | 27017005.8891 | 286811193.5643 | 313828199.4534 | 110359458.2692 | 3353.1851 | 218131194.6691 | 27016995.3433 | 286812782.3034 | 313829777.6467 | 110360168.1385 | 10.5458 | 218131197.6641 | 27017000.3399 | 286812786.8275 | 313829787.1674 | 109877223.1685 | 0
2012-07-01 | 112533604.17 | 28636826.5383 | 128144071.3936 | 156780897.9319 | 36426799.3375 | 305741301.4394 | 8.1491 | 53144909.8051 | 79532331.6748 | 35246921.0806 | 167924162.5606 | 4.4758 | 168450776.5606 | 165511373.3983 | 28107048.846 | 207956049.328 | 236063098.174 | 72087828.7354 | 529777.6923 | 165677988.4825 | 28105382.6952 | 208207057.9986 | 236312440.6938 | 72199982.6729 | 1666.1508 | 165678512.487 | 28105377.4551 | 208207847.4209 | 236313224.876 | 72200335.397 | 5.24 | 165678513.9751 | 28105379.9379 | 208207849.6688 | 236313229.6067 | 71673720.4182 | 0
2012-08-01 | 113110939.95 | 29157402.0645 | 130473542.7582 | 159630944.8227 | 38805420.8603 | 311547305.633 | 8.2618 | 87304755.4424 | 130653166.8242 | 58255528.1004 | 276213450.367 | 7.3248 | 276725539.767 | 200141122.2067 | 28287100.2419 | 261586103.4998 | 289873203.7418 | 97388217.6289 | 870301.8226 | 200414832.1299 | 28284363.1427 | 261998452.5034 | 290282815.6461 | 97572460.5248 | 2737.0992 | 200415692.9476 | 28284354.5345 | 261999749.341 | 290284103.8755 | 97573039.9687 | 8.6082 | 200415695.3924 | 28284358.6131 | 261999753.0339 | 290284111.647 | 97060948.9607 | 0
2012-09-01 | 113562160.89 | 29548340.4851 | 132222914.0027 | 161771254.4878 | 39779670.7466 | 315113086.1245 | 8.3232 | 90085809.4445 | 134815065.1155 | 60127116.3156 | 285027990.8755 | 7.5286 | 285540508.2755 | 203364650.7427 | 28650315.5866 | 267512006.8237 | 296162322.4102 | 100228596.3486 | 898024.8985 | 203647079.5732 | 28647491.2983 | 267937491.0206 | 296584982.3189 | 100418708.2196 | 2824.2883 | 203647967.8119 | 28647482.4159 | 267938829.1684 | 296586311.5843 | 100419306.1214 | 8.8824 | 203647970.3345 | 28647486.6244 | 267938832.9789 | 296586319.6033 | 99906787.0622 | 0
2012-10-01 | 113323482.441 | 29338252.1726 | 131282810.8219 | 160621062.9945 | 39154548.9669 | 313099094.4024 | 8.2875 | 69196927.7727 | 103554470.7984 | 46136898.7264 | 218888297.2976 | 5.7938 | 219330059.2976 | 182302786.0901 | 28648459.1361 | 235201392.9171 | 263849852.0532 | 85586722.5202 | 689793.0365 | 182519726.0001 | 28646289.737 | 235528216.8578 | 264174506.5948 | 85732751.7061 | 2169.3991 | 182520408.2761 | 28646282.9142 | 235529244.7191 | 264175527.6333 | 85733210.9679 | 6.8228 | 182520410.2137 | 28646286.1469 | 235529247.646 | 264175533.7929 | 85291447.6934 | 0
2012-11-01 | 110154710.4951 | 28111945.4567 | 125795333.5299 | 153907278.9866 | 37506282.3439 | 301568271.8256 | 8.2119 | 43859056.1903 | 65635881.5296 | 29088455.6246 | 138583393.3444 | 3.7737 | 139017868.3444 | 153875830.0894 | 27674734.2608 | 191661999.5514 | 219336733.8122 | 66936365.0724 | 437211.1959 | 154013333.0105 | 27673359.2316 | 191869150.2161 | 219542509.4477 | 67028922.6826 | 1375.0292 | 154013765.4572 | 27673354.9071 | 191869801.7049 | 219543156.612 | 67029213.7763 | 4.3245 | 154013766.6854 | 27673356.9561 | 191869803.5601 | 219543160.5162 | 66594737.9685 | 0
2012-12-01 | 104241976.8666 | 26235109.1555 | 117396866.4492 | 143631975.6047 | 35102511.6796 | 282976464.1509 | 8.1426 | 10761948.0374 | 16105452.5055 | 6766889.5262 | 33634290.0691 | 0.96782 | 34111611.2691 | 114970078.6107 | 26127828.1381 | 133558947.8685 | 159686776.0066 | 42323939.7852 | 107281.0174 | 115003818.4907 | 26127490.7393 | 133609777.6146 | 159737268.3538 | 42346651.1766 | 337.3988 | 115003924.6026 | 26127489.6782 | 133609937.4741 | 159737427.1523 | 42346722.604 | 1.0611 | 115003924.904 | 26127490.1809 | 133609937.9293 | 159737428.1103 | 41869401.2057 | 0
2013-01-01 | 100120253.4246 | 25411157.676 | 113709848.3684 | 139121006.0443 | 34017265.3585 | 273258524.8274 | 8.1866 | 30091233.9597 | 45032083.196 | 19790078.8368 | 94913395.9926 | 2.8435 | 95378687.1926 | 130116850.5467 | 25111191.7047 | 158900270.3602 | 184011462.0649 | 54208933.4372 | 299965.9712 | 130211189.8446 | 25110248.3118 | 159042394.2374 | 184152642.5491 | 54272436.2333 | 943.393 | 130211486.5417 | 25110245.3448 | 159042841.2169 | 184153086.5617 | 54272635.9496 | 2.967 | 130211487.3843 | 25110246.7505 | 159042842.4898 | 184153089.2403 | 53807344.1954 | 0
2013-02-01 | 93770843.4405 | 23768803.9691 | 106360644.0009 | 130129447.97 | 30384483.5698 | 254284774.9803 | 8.1323 | 17256328.0125 | 25824411.1808 | 11122793.1764 | 54203532.3697 | 1.7335 | 54696524.3697 | 110972900.3548 | 23596783.4 | 132275857.2473 | 155872640.6472 | 41963737.7788 | 172020.5691 | 111027000.8238 | 23596242.3953 | 132357360.5929 | 155953602.9882 | 42000154.5333 | 541.0047 | 111027170.9697 | 23596240.6938 | 132357616.921 | 155953857.6148 | 42000269.064 | 1.7015 | 111027171.453 | 23596241.5 | 132357617.6509 | 155953859.1508 | 41507276.7462 | 0
2013-03-01 | 94778618.7762 | 23967203.7846 | 107248443.4955 | 131215647.2801 | 29621348.9867 | 255615615.043 | 8.0875 | 27601767.8113 | 41306551.4727 | 18047038.213 | 86955357.497 | 2.7512 | 87487950.197 | 122293579.1131 | 23692054.1813 | 148700234.2988 | 172392288.4801 | 48142548.0434 | 275149.6034 | 122380113.6634 | 23691188.8358 | 148830600.1809 | 172521789.0167 | 48200797.2144 | 865.3455 | 122380385.8146 | 23691186.1143 | 148831010.1816 | 172522196.2958 | 48200980.4081 | 2.7215 | 122380386.5875 | 23691187.4037 | 148831011.3491 | 172522198.7528 | 47668387.1997 | 0
2013-04-01 | 100524801.1737 | 25559227.6092 | 114372431.7055 | 139931659.3146 | 32377165.4264 | 272833625.9147 | 8.1403 | 54738720.8628 | 81917499.1373 | 36309824.8752 | 172966044.8753 | 5.1606 | 173502600.1753 | 155091368.9288 | 25013561.9316 | 196577963.6685 | 221591525.6002 | 69107665.8835 | 545665.6776 | 155262980.7844 | 25011845.8131 | 196836500.0666 | 221848345.8796 | 69223183.3074 | 1716.1186 | 155263520.5037 | 25011840.4159 | 196837313.1635 | 221849153.5794 | 69223546.6097 | 5.3972 | 155263522.0365 | 25011842.9731 | 196837315.4789 | 221849158.452 | 68686990.3015 | 0
2013-05-01 | 103621120.4448 | 26492204.4071 | 118547316.2811 | 145039520.6882 | 34332517.6781 | 282993158.8111 | 8.1917 | 64992957.648 | 97263152.4476 | 43243916.2522 | 205500026.3479 | 5.9485 | 206004944.3479 | 168409675.4422 | 25844318.8572 | 216152458.9131 | 241996777.7703 | 77943764.3966 | 647885.55 | 168613435.4476 | 25842281.2571 | 216459427.0867 | 242301708.3438 | 78080921.7675 | 2037.6001 | 168614076.2729 | 25842274.8489 | 216460392.5016 | 242302667.3505 | 78081353.1274 | 6.4083 | 168614078.0928 | 25842277.8851 | 216460395.2507 | 242302673.1358 | 77576433.9304 | 0
2013-06-01 | 105173564.4384 | 26997428.6164 | 120808093.5727 | 147805522.1891 | 35593442.8745 | 288572529.502 | 8.23 | 73523645.2984 | 110029482.8846 | 48990875.594 | 232544003.777 | 6.6321 | 233044240.577 | 178465978.0998 | 26264504.4798 | 231224454.7581 | 257488959.2379 | 84928908.6047 | 732924.1366 | 178696482.7408 | 26262199.4334 | 231571714.214 | 257833913.6474 | 85084068.6444 | 2305.0464 | 178697207.6779 | 26262192.184 | 231572806.345 | 257834998.529 | 85084556.6227 | 7.2494 | 178697209.7367 | 26262195.6188 | 231572809.455 | 257835005.0737 | 84584318.4685 | 0
2013-07-01 | 105927211.4722 | 27143733.955 | 121462780.702 | 148606514.657 | 35733180.3417 | 290266906.4709 | 8.2186 | 61219393.7193 | 91615944.8584 | 40500762.0264 | 193336100.6041 | 5.4741 | 194044066.5041 | 166954070.3878 | 26533465.3659 | 213400859.4116 | 239934324.7775 | 76812309.2206 | 610268.5892 | 167145999.8591 | 26531546.0712 | 213690004.6691 | 240221550.7403 | 76941503.0809 | 1919.2947 | 167146603.4773 | 26531540.035 | 213690914.031 | 240222454.0659 | 76941909.3956 | 6.0362 | 167146605.1915 | 26531542.8949 | 213690916.6205 | 240222459.5154 | 76233942.3681 | 0
2013-08-01 | 109986162.7705 | 28376347.2241 | 126978478.5586 | 155354825.7827 | 37969138.8404 | 303310127.3937 | 8.2696 | 89127743.9653 | 133381302.5643 | 59191055.7617 | 281700102.2913 | 7.6804 | 282503775.7913 | 198833600.2569 | 27487872.8493 | 260828767.5285 | 288316640.3778 | 97775188.1754 | 888474.3749 | 199113025.4478 | 27485078.5974 | 261249726.6874 | 288734805.2847 | 97963278.2005 | 2794.2519 | 199113904.24 | 27485069.8094 | 261251050.6039 | 288736120.4134 | 97963869.7437 | 8.7879 | 199113906.7358 | 27485073.9732 | 261251054.3739 | 288736128.3471 | 97160194.6021 | 0
2013-09-01 | 110562088.4404 | 28637899.5757 | 128148873.0215 | 156786772.5972 | 38406503.6317 | 305755364.6693 | 8.2932 | 80822529.7033 | 120952397.186 | 53617557.4544 | 255392484.3437 | 6.9272 | 256179151.3437 | 191130431.538 | 27832216.1448 | 249526554.9281 | 277358771.0729 | 92639629.9712 | 805683.431 | 191383818.977 | 27829682.2704 | 249908287.7377 | 277737970.0081 | 92810193.1535 | 2533.8744 | 191384615.8805 | 27829674.3013 | 249909488.2874 | 277739162.5887 | 92810729.5747 | 7.969 | 191384618.1437 | 27829678.0771 | 249909491.7061 | 277739169.7832 | 92024061.0861 | 0
2013-10-01 | 109848035.3488 | 28358508.8805 | 126898655.5382 | 155257164.4187 | 37660492.7383 | 302765692.5058 | 8.2667 | 60044163.2288 | 89857190.8874 | 39572754.672 | 189474108.7882 | 5.1734 | 190318996.8882 | 169703359.8702 | 27759955.6352 | 217071796.2639 | 244831751.8991 | 77951024.3795 | 598553.2452 | 169891604.8658 | 27758073.1853 | 217355390.7915 | 245113463.9768 | 78077738.1015 | 1882.45 | 169892196.8963 | 27758067.265 | 217356282.6963 | 245114349.9612 | 78078136.6162 | 5.9203 | 169892198.5777 | 27758070.07 | 217356285.2361 | 245114355.3061 | 77233247.4102 | 0
2013-11-01 | 105589060.0816 | 27049389.1957 | 121040606.7728 | 148089995.9685 | 35104357.8919 | 288783413.942 | 8.2031 | 41888633.8572 | 62687108.39 | 27456187.8648 | 132031930.112 | 3.7505 | 132772318.707 | 147345954.315 | 26631820.2533 | 183948131.3762 | 210579951.6295 | 63212257.7622 | 417568.9423 | 147477279.7473 | 26630506.999 | 184145975.5411 | 210776482.5401 | 63300657.1073 | 1313.2543 | 147477692.7658 | 26630502.8688 | 184146597.761 | 210777100.6298 | 63300935.1232 | 4.1302 | 147477693.9388 | 26630504.8257 | 184146599.5328 | 210777104.3585 | 62560545.7567 | 0
2013-12-01 | 99150882.8006 | 25360449.5949 | 113482939.8471 | 138843389.442 | 32741070.2331 | 270735342.4757 | 8.1898 | 49794370.4972 | 74518188.1848 | 32809132.5292 | 157121691.2113 | 4.7529 | 157830738.8113 | 148788650.1568 | 24864071.9213 | 188263143.8959 | 213127215.8172 | 66153837.6395 | 496377.6736 | 148944760.9351 | 24862510.8135 | 188498327.6376 | 213360838.4512 | 66258920.7929 | 1561.1078 | 148945251.9035 | 24862505.9038 | 188499067.2905 | 213361573.1943 | 66259251.2795 | 4.9097 | 148945253.2979 | 24862508.23 | 188499069.3968 | 213361577.6268 | 65550202.7623 | 0
2014-01-01 | 97158908.1195 | 24961340.9356 | 111697008.4188 | 136658349.3545 | 32913356.6919 | 266730614.1659 | 8.2337 | 73985788.9187 | 110721089.2837 | 48997144.9807 | 233704023.1831 | 7.2142 | 234509074.2181 | 170912011.9611 | 24223809.8972 | 222807407.7834 | 247031217.6806 | 82558927.7039 | 737531.0384 | 171143965.4727 | 24221490.3621 | 223156849.9894 | 247378340.3515 | 82715063.0247 | 2319.5351 | 171144694.9664 | 24221483.0672 | 223157948.9851 | 247379432.0523 | 82715554.0703 | 7.2949 | 171144697.0382 | 24221486.5235 | 223157952.1146 | 247379438.6382 | 81910501.6726 | 0
2014-02-01 | 92270072.4682 | 23389461.0095 | 104663160.1255 | 128052621.1351 | 30181560.425 | 250504254.0283 | 8.1414 | 37090101.9998 | 55506017.5079 | 24175849.241 | 116771968.7487 | 3.7951 | 117562651.0137 | 129243526.2121 | 23019726.4721 | 160364344.1758 | 183384070.6479 | 55069573.6446 | 369734.5374 | 129359807.7241 | 23018563.657 | 160539524.3997 | 183558088.0567 | 55147846.4461 | 1162.8151 | 129360173.4294 | 23018559.9999 | 160540075.3415 | 183558635.3414 | 55148092.6141 | 3.6571 | 129360174.468 | 23018561.7326 | 160540076.9103 | 183558638.643 | 54357409.666 | 0
2014-03-01 | 94226927.484 | 23800097.9701 | 106500678.3966 | 130300776.3667 | 30805141.9267 | 255332845.7774 | 8.1262 | 48250067.564 | 72207110.5381 | 31701209.7235 | 152158387.8256 | 4.8426 | 152935838.6356 | 142325248.7349 | 23319114.7576 | 178961678.7421 | 202280793.4997 | 63181658.9658 | 480983.2125 | 142476517.9552 | 23317602.0654 | 179189568.5882 | 202507170.6536 | 63283483.1119 | 1512.6922 | 142476993.6969 | 23317597.308 | 179190285.3018 | 202507882.6098 | 63283803.3489 | 4.7574 | 142476995.0481 | 23317599.562 | 179190287.3427 | 202507886.9048 | 62506351.6502 | 0
2014-04-01 | 99700324.92 | 25563376.4956 | 114390997.1423 | 139954373.6379 | 33758108.6377 | 273412807.1957 | 8.2249 | 89090305.9195 | 133325275.8426 | 59170263.0432 | 281585844.8053 | 8.4708 | 282385110.2803 | 188510442.1032 | 24675275.3237 | 248185062.3932 | 272860337.7169 | 93539036.4841 | 888101.1718 | 188789749.9217 | 24672482.2455 | 248605844.7284 | 273278326.9739 | 93727047.5022 | 2793.0782 | 188790628.3448 | 24672473.4613 | 248607168.0888 | 273279641.5501 | 93727638.7968 | 8.7842 | 188790630.8395 | 24672477.6233 | 248607171.8572 | 273279649.4805 | 92928371.6809 | 0
2014-05-01 | 100911846.0641 | 26110844.0201 | 116840804.8212 | 142951648.8413 | 34770335.6322 | 278633830.5377 | 8.2815 | 92484342.6161 | 138404513.972 | 61504319.0102 | 292393175.5983 | 8.6905 | 293143019.5383 | 193105325.7089 | 25188909.2237 | 255731967.4785 | 280920876.7022 | 96828712.8685 | 921934.7964 | 193395274.2024 | 25186009.7387 | 256168780.185 | 281354789.9238 | 97023886.4649 | 2899.4849 | 193396186.0904 | 25186000.6199 | 256170153.961 | 281356154.5809 | 97024500.2859 | 9.1189 | 193396188.6801 | 25186004.9404 | 256170157.873 | 281356162.8134 | 96274654.6425 | 0
2014-06-01 | 104110006.8244 | 26850301.5441 | 120149729.3497 | 147000030.8938 | 35751718.9457 | 286861756.6639 | 8.2643 | 85650614.2021 | 128177714.1376 | 56959321.8094 | 270787650.1491 | 7.8013 | 271482490.5741 | 189491250.1099 | 25996489.1113 | 248778133.3837 | 274774622.495 | 93224562.2002 | 853812.4329 | 189759774.1201 | 25993803.8712 | 249182669.7144 | 275176473.5856 | 93405314.2923 | 2685.2401 | 189760618.6281 | 25993795.4261 | 249183941.9811 | 275177737.4072 | 93405882.7576 | 8.4451 | 189760621.0265 | 25993799.4274 | 249183945.6041 | 275177745.0315 | 92711040.7551 | 0
2014-07-01 | 106746429.3282 | 27440849.3958 | 122792312.8764 | 150233162.2722 | 36720262.4814 | 293699854.0818 | 8.2523 | 83867481.5836 | 125509223.4891 | 55722025.7845 | 265098730.8572 | 7.4487 | 265830583.8272 | 190350147.9418 | 26604812.2097 | 248742843.4937 | 275347655.7034 | 92996597.0777 | 836037.1861 | 190613081.6369 | 26602182.8727 | 249138957.9125 | 275741140.7852 | 93173586.15 | 2629.337 | 190613908.5633 | 26602174.6035 | 249140203.6923 | 275742378.2958 | 93174142.7806 | 8.2693 | 190613910.9118 | 26602178.5214 | 249140207.2399 | 275742385.7613 | 92442288.2659 | 0
2014-08-01 | 108292310.4837 | 28007212.1263 | 125326672.8228 | 153333884.9491 | 37733225.0963 | 299359420.5291 | 8.2911 | 84468665.0135 | 126408905.5116 | 56053481.1848 | 266931051.7099 | 7.393 | 267736125.0349 | 192495321.8072 | 27165182.0131 | 252180048.8643 | 279345230.8774 | 94412962.7662 | 842030.1132 | 192760140.2778 | 27162533.8284 | 252579002.732 | 279741536.5603 | 94591220.5412 | 2648.1847 | 192760973.1319 | 27162525.4998 | 252580257.4419 | 279742782.9417 | 94591781.1619 | 8.3285 | 192760975.4972 | 27162529.4459 | 252580261.0148 | 279742790.4607 | 93786706.2811 | 0
2014-09-01 | 106165359.4368 | 27208842.6873 | 121754129.2573 | 148962971.9447 | 35617522.072 | 290745853.4535 | 8.2138 | 51399696.0624 | 76920587.3189 | 33769384.3963 | 162089667.7775 | 4.5792 | 162919059.3875 | 157403403.6142 | 26696462.2456 | 198945179.5951 | 225641641.8407 | 70107486.9443 | 512380.4418 | 157564547.2631 | 26694850.8091 | 199187945.4484 | 225882796.2575 | 70215957.8838 | 1611.4365 | 157565054.0599 | 26694845.7411 | 199188708.9471 | 225883554.6882 | 70216299.0249 | 5.068 | 157565055.4992 | 26694848.1423 | 199188711.1212 | 225883559.2635 | 69386906.4682 | 0
2014-10-01 | 106646255.2514 | 27385040.2465 | 122542578.0952 | 149927618.3418 | 35816915.6596 | 292390789.2528 | 8.2229 | 58178123.9748 | 87064628.939 | 38297910.3294 | 183540663.2433 | 5.1617 | 184404305.1033 | 164641409.2064 | 26805088.707 | 209913337.8532 | 236718426.5602 | 74855307.0499 | 579951.5395 | 164823803.9655 | 26803264.7594 | 210188118.8926 | 236991383.652 | 74978082.7909 | 1823.9476 | 164824377.5971 | 26803259.0231 | 210188983.079 | 236992242.1021 | 74978468.9206 | 5.7363 | 164824379.2262 | 26803261.741 | 210188985.5399 | 236992247.2808 | 74114825.989 | 0
2014-11-01 | 103388936.8335 | 26056683.7707 | 116598448.5372 | 142655132.3079 | 34579985.2317 | 280624054.3731 | 8.1406 | 49102676.2705 | 73483055.0957 | 32205125.2126 | 154790856.5789 | 4.4903 | 155638310.0339 | 152337185.3392 | 25567201.2857 | 190339879.8312 | 215907081.1169 | 67528615.4659 | 489482.4851 | 152491127.5807 | 25565661.8632 | 190571796.6327 | 216137458.4959 | 67632238.908 | 1539.4224 | 152491611.7291 | 25565657.0218 | 190572526.011 | 216138183.0328 | 67632564.8037 | 4.8415 | 152491613.104 | 25565659.3157 | 190572528.088 | 216138187.4037 | 66785110.4443 | 0
2014-12-01 | 96982158.9087 | 24168587.0054 | 108149593.1316 | 132318180.137 | 32375657.7428 | 261675996.7884 | 8.0923 | 54480062.8682 | 81530412.7072 | 35829844.0681 | 171840319.6436 | 5.3141 | 172682744.7986 | 151290882.1478 | 23625499.773 | 189966677.6172 | 213592177.3901 | 68932594.8166 | 543087.2324 | 151461683.0824 | 23623791.7636 | 190223992.3479 | 213847784.1115 | 69047566.3837 | 1708.0093 | 151462220.2514 | 23623786.3919 | 190224801.6027 | 213848587.9946 | 69047927.9693 | 5.3717 | 151462221.7769 | 23623788.937 | 190224803.9071 | 213848592.8442 | 68205501.8109 | 0
2015-01-01 | 95315486.1513 | 24341483.341 | 108923269.6543 | 133264752.9953 | 32513268.529 | 261093507.6756 | 8.2154 | 72989314.6862 | 109229847.3292 | 48270124.8641 | 230489286.8794 | 7.2524 | 231350599.4194 | 168075249.6687 | 23613885.7058 | 218537183.6592 | 242151069.365 | 81490190.4261 | 727597.6352 | 168304079.125 | 23611597.4113 | 218881919.4188 | 242493516.83 | 81644222.8454 | 2288.2946 | 168304798.7936 | 23611590.2146 | 218883003.6127 | 242494593.8273 | 81644707.2774 | 7.1967 | 168304800.8375 | 23611593.6244 | 218883006.7001 | 242494600.3245 | 80783393.393 | 0
2015-02-01 | 90700524.0319 | 22916514.4849 | 102546819.0172 | 125463333.5021 | 29412727.3215 | 245576584.8555 | 8.1204 | 14761310.8469 | 22090572.2587 | 9123961.0258 | 45975844.1315 | 1.5203 | 46788192.5915 | 105415410.602 | 22769365.6192 | 124715064.667 | 147484430.2862 | 39317787.6931 | 147148.8657 | 105461688.9202 | 22768902.836 | 124784783.7996 | 147553686.6356 | 39348939.1079 | 462.7832 | 105461834.4655 | 22768901.3806 | 124785003.0663 | 147553904.4469 | 39349037.0791 | 1.4555 | 105461834.8789 | 22768902.0702 | 124785003.6906 | 147553905.7608 | 38536688.3473 | 0
2015-03-01 | 91360342.5207 | 23085169.9014 | 103301518.275 | 126386688.1764 | 29959086.4207 | 247706117.1179 | 8.1288 | 34243115.7989 | 51245450.4728 | 22207361.2485 | 107695927.5201 | 3.5342 | 108538700.4951 | 125495763.8264 | 22743815.6884 | 154727154.5696 | 177470970.258 | 52936729.3156 | 341354.2131 | 125603119.7264 | 22742742.1294 | 154888888.1957 | 177631630.3251 | 53008994.0025 | 1073.559 | 125603457.3607 | 22742738.753 | 154889396.848 | 177632135.601 | 53009221.2749 | 3.3763 | 125603458.3196 | 22742740.3528 | 154889398.2964 | 177632138.6492 | 52166447.6692 | 0
2015-04-01 | 96305073.7031 | 24607722.0956 | 110114634.8336 | 134722356.9292 | 33061148.436 | 264088579.0683 | 8.2213 | 84951002.1939 | 127130731.9434 | 56267542.2313 | 268349276.3687 | 8.354 | 269264965.1987 | 180988905.2581 | 23760883.7801 | 237692375.3447 | 261453259.1248 | 90064541.5686 | 846838.3155 | 181255235.9083 | 23758220.4736 | 238093607.3386 | 261851827.8122 | 90243817.24 | 2663.3065 | 181256073.5182 | 23758212.0975 | 238094869.2132 | 261853081.3107 | 90244381.062 | 8.3761 | 181256075.897 | 23758216.0661 | 238094872.8066 | 261853088.8727 | 89328690.6673 | 0
2015-05-01 | 100685226.5514 | 25900281.2859 | 115898578.6983 | 141798859.9842 | 34825339.9381 | 277309426.4738 | 8.2603 | 84006277.9206 | 125716934.7516 | 55684704.234 | 265407916.9062 | 7.9058 | 266270519.6712 | 184427304.988 | 25062860.5016 | 242057550.9185 | 267120411.4201 | 91194808.9525 | 837420.7844 | 184690673.8247 | 25060226.8132 | 242454320.8862 | 267514547.6994 | 91372090.9326 | 2633.6884 | 184691502.1197 | 25060218.5303 | 242455568.7277 | 267515787.258 | 91372648.4844 | 8.2829 | 184691504.472 | 25060222.4547 | 242455572.2811 | 267515794.7358 | 90510044.1721 | 0
2015-06-01 | 104097787.672 | 26763160.5196 | 119759790.693 | 146522951.2125 | 36076860.9176 | 286697599.8022 | 8.2603 | 81865669.2374 | 122513474.6195 | 54283873.0749 | 258663016.9318 | 7.4526 | 259485538.8268 | 185705989.633 | 25947078.5 | 242704038.9891 | 268651117.4891 | 91009949.4873 | 816082.0196 | 185962647.4282 | 25944511.922 | 243090698.65 | 269035210.572 | 91182714.0508 | 2566.578 | 185963454.617 | 25944503.8501 | 243091914.6946 | 269036418.5448 | 91183257.3954 | 8.0719 | 185963456.9094 | 25944507.6746 | 243091918.1575 | 269036425.8321 | 90360733.9925 | 0
2015-07-01 | 105719841.5959 | 27072310.9042 | 121143176.834 | 148215487.7382 | 36895271.0272 | 290830600.3613 | 8.2507 | 86332815.7563 | 129198641.2683 | 57220990.7251 | 272752447.7497 | 7.7378 | 273644830.8997 | 191781140.9139 | 26211697.911 | 250796097.7143 | 277007795.6253 | 94825881.7287 | 860612.9932 | 192051803.7002 | 26208991.2831 | 251203856.1504 | 277412847.4336 | 95008073.4994 | 2706.6279 | 192052654.9347 | 26208982.7708 | 251205138.5507 | 277414121.3215 | 95008646.4925 | 8.5123 | 192052657.3522 | 26208986.8039 | 251205142.2025 | 277414129.0064 | 94116261.7524 | 0
2015-08-01 | 107292081.3319 | 27632670.5354 | 123650674.1118 | 151283344.6472 | 37501081.6162 | 296076507.5952 | 8.2764 | 80422766.7265 | 120354144.5634 | 53234755.4249 | 254011666.7148 | 7.1006 | 254912042.5248 | 187461918.7059 | 26830972.1617 | 244427999.86 | 271258972.0217 | 91465961.0187 | 801698.3737 | 187714052.8444 | 26828450.8203 | 244807844.5495 | 271636295.3698 | 91635680.5644 | 2521.3414 | 187714845.8063 | 26828442.8907 | 244809039.1611 | 271637482.0517 | 91636214.3323 | 7.9296 | 187714848.0583 | 26828446.6477 | 244809042.5629 | 271637489.2106 | 90735837.0411 | 0
2015-09-01 | 106070481.5642 | 27307498.6921 | 122195595.1475 | 149503093.8397 | 37261050.226 | 292834625.6299 | 8.2802 | 73465041.8767 | 109941781.79 | 48625455.3504 | 232032279.0171 | 6.5609 | 232858488.2271 | 179304476.1116 | 26575158.7467 | 232523946.8695 | 259099105.6162 | 86557192.1837 | 732339.9455 | 179534797.0245 | 26572855.5375 | 232870929.5357 | 259443785.0732 | 86712228.5502 | 2303.2091 | 179535521.3838 | 26572848.2939 | 232872020.7962 | 259444869.0901 | 86712716.1395 | 7.2436 | 179535523.4409 | 26572851.7259 | 232872023.9037 | 259444875.6296 | 85886505.5764 | 0
2015-10-01 | 106223402.911 | 27427323.0851 | 122731785.3411 | 150159108.4262 | 37696464.4117 | 294078975.749 | 8.3034 | 79207756.7181 | 118535859.8146 | 52500642.5923 | 250244259.125 | 7.0657 | 251060885.75 | 185182051.4794 | 26637736.5994 | 241684433.0095 | 268322169.6089 | 90846053.925 | 789586.4857 | 185430376.4292 | 26635253.3499 | 242058539.0864 | 268693792.4363 | 91013209.384 | 2483.2495 | 185431157.4111 | 26635245.5401 | 242059715.65 | 268694961.1901 | 91013735.088 | 7.8098 | 185431159.6291 | 26635249.2404 | 242059719.0004 | 268694968.2408 | 90197107.0041 | 0
2015-11-01 | 101971309.2633 | 26015346.6999 | 116413473.4126 | 142428820.1125 | 34434958.0765 | 278835087.4523 | 8.2013 | 38299924.3728 | 57316538.8653 | 24978964.4206 | 120595427.6587 | 3.547 | 121397364.7987 | 140150780.4925 | 25633551.9876 | 173931544.8542 | 199565096.8418 | 60134780.2044 | 381794.7123 | 140270854.9295 | 25632351.2432 | 174112439.1889 | 199744790.4321 | 60215606.145 | 1200.7444 | 140271232.5636 | 25632347.4669 | 174113008.1016 | 199745355.5685 | 60215860.3425 | 3.7763 | 140271233.6361 | 25632349.2561 | 174113009.7217 | 199745358.9778 | 59413922.4971 | 0
2015-12-01 | 97644050.3936 | 24507475.6475 | 109666052.0274 | 134173527.6749 | 31839827.7302 | 263657405.7987 | 8.0985 | 25110181.2664 | 37577846.5373 | 16107000.1276 | 78795027.9313 | 2.4203 | 79590492.2863 | 122675260.2177 | 24257163.5493 | 147376027.2726 | 171633190.8219 | 48689134.9472 | 250312.0982 | 122753983.3726 | 24256376.3177 | 147494625.1448 | 171751001.4625 | 48742126.0184 | 787.2315 | 122754230.9569 | 24256373.8419 | 147494998.1351 | 171751371.977 | 48742292.6753 | 2.4758 | 122754231.66 | 24256375.0149 | 147494999.1972 | 171751374.2122 | 47946827.8578 | 0
2016-01-01 | 95973632.7994 | 24440177.3597 | 109364905.6491 | 133805083.0088 | 32404008.9808 | 262182724.789 | 8.1932 | 43129909.9933 | 64544700.8804 | 28231294.5913 | 135905905.465 | 4.2471 | 136706729.92 | 138967899.3592 | 24010234.6941 | 174136554.2852 | 198146788.9793 | 61344823.7049 | 429942.6656 | 139103116.3275 | 24008882.5244 | 174340261.1202 | 198349143.6445 | 61435842.5672 | 1352.1697 | 139103541.5849 | 24008878.2718 | 174340901.7782 | 198349780.05 | 61436128.8215 | 4.2526 | 139103542.7926 | 24008880.2867 | 174340903.6025 | 198349783.8892 | 60635303.5722 | 0
2016-02-01 | 91644646.9878 | 23473900.229 | 105041008.7446 | 128514908.9735 | 30897488.1628 | 251057044.1241 | 8.216 | 30268534.4577 | 45297416.6411 | 19561072.0361 | 95127023.1349 | 3.1131 | 95940667.7599 | 121817986.9982 | 23172166.8289 | 150497697.1292 | 173669863.958 | 51208127.5276 | 301733.4001 | 121912882.1526 | 23171217.8773 | 150640658.4142 | 173811876.2915 | 51272004.4884 | 948.9515 | 121913180.5978 | 23171214.8929 | 150641108.0274 | 173812322.9203 | 51272205.3814 | 2.9845 | 121913181.4454 | 23171216.3069 | 150641109.3077 | 173812325.6146 | 50458560.199 | 0
2016-03-01 | 92843992.0028 | 23476301.3719 | 105051753.3791 | 128528054.751 | 30551054.9277 | 251923101.6814 | 8.1378 | 35012605.2307 | 52397005.5122 | 22705756.3507 | 110115367.0936 | 3.557 | 110977712.8636 | 127746482.6983 | 23127276.465 | 157632993.7338 | 180760270.1988 | 54045036.7409 | 349024.907 | 127856251.0316 | 23126178.7816 | 157798361.7348 | 180924540.5164 | 54118925.3137 | 1097.6833 | 127856596.253 | 23126175.3294 | 157798881.8171 | 180925057.1465 | 54119157.6933 | 3.4522 | 127856597.2334 | 23126176.9651 | 157798883.2981 | 180925060.2632 | 53256811.2784 | 0
2016-04-01 | 96214786.5543 | 24500457.0801 | 109634645.3421 | 134135102.4222 | 32541450.4116 | 262891339.3881 | 8.1948 | 61396975.5692 | 91881699.352 | 40522264.1827 | 193800939.1039 | 6.0411 | 194606938.8589 | 157418668.8254 | 23888418.2574 | 201839412.9734 | 225727831.2308 | 73739739.3681 | 612038.8227 | 157611155.0352 | 23886493.3953 | 202129396.9676 | 226015890.3629 | 73869307.9868 | 1924.8621 | 157611760.4043 | 23886487.3416 | 202130308.9673 | 226016796.3089 | 73869715.4801 | 6.0537 | 157611762.1235 | 23886490.2098 | 202130311.5643 | 226016801.7742 | 73063714.5943 | 0
2016-05-01 | 100482603.9612 | 25989050.4561 | 116295802.9809 | 142284853.437 | 35310824.5966 | 278078281.9949 | 8.3002 | 93092428.734 | 139314525.9938 | 61863401.5952 | 294270356.3231 | 8.7835 | 295070439.8531 | 193282257.295 | 25061053.9228 | 256100177.3833 | 281161231.3061 | 97777236.7135 | 927996.5333 | 193574112.2048 | 25058135.3737 | 256539862.1408 | 281597997.5145 | 97973693.5796 | 2918.5491 | 193575030.0885 | 25058126.1948 | 256541244.9494 | 281599371.1442 | 97974311.4365 | 9.1788 | 193575032.6952 | 25058130.5438 | 256541248.8871 | 281599379.4309 | 97174226.1919 | 0
2016-06-01 | 104184514.0672 | 26918692.8602 | 120455766.8109 | 147374459.6711 | 36523819.1395 | 288082792.8778 | 8.2904 | 85201583.4771 | 127505731.4269 | 56504817.8061 | 269212132.7102 | 7.7473 | 270059220.2252 | 189118138.828 | 26069356.6126 | 248409825.3536 | 274479181.9662 | 93695356.0611 | 849336.2476 | 189385255.0779 | 26066685.4501 | 248812240.8677 | 274878926.3178 | 93875160.5447 | 2671.1625 | 189386095.1585 | 26066677.0493 | 248813506.4645 | 274880183.5138 | 93875726.0298 | 8.4008 | 189386097.5444 | 26066681.0296 | 248813510.0685 | 274880191.0981 | 93028636.9456 | 0
2016-07-01 | 104954451.3262 | 27035983.6761 | 120980619.7536 | 148016603.4297 | 36540252.8576 | 289511307.6135 | 8.2704 | 60225111.4643 | 90127983.2385 | 39708900.7448 | 190061995.4475 | 5.4295 | 190892539.5075 | 164990155.0013 | 26435626.6393 | 211425504.9723 | 237861131.6116 | 76952203.4714 | 600357.0368 | 165178967.2893 | 26433738.5164 | 211709954.1363 | 238143692.6527 | 77079299.0561 | 1888.1229 | 165179561.104 | 26433732.5783 | 211710848.7289 | 238144581.3072 | 77079698.7717 | 5.9381 | 165179562.7904 | 26433735.3918 | 211710851.2764 | 238144586.6682 | 76249153.6024 | 0
2016-08-01 | 107228021.072 | 27821594.2548 | 124496069.9712 | 152317664.226 | 38292853.6953 | 297838538.9933 | 8.3309 | 79985915.1051 | 119700388.1045 | 53036783.9851 | 252723087.1947 | 7.069 | 253527375.6747 | 186962380.7217 | 27024250.6583 | 244617340.5659 | 271641591.2241 | 91964599.1257 | 797343.5965 | 187213145.2828 | 27021743.0127 | 244995121.9619 | 272016864.9745 | 92133396.765 | 2507.6456 | 187213933.9374 | 27021735.1261 | 244996310.0844 | 272018045.2105 | 92133927.6336 | 7.8865 | 187213936.1771 | 27021738.8628 | 244996313.4677 | 272018052.3304 | 91329637.6804 | 0
2016-09-01 | 103966810.8677 | 26809253.7655 | 119966048.7499 | 146775302.5154 | 36184347.9036 | 286926461.2867 | 8.2775 | 38764917.8548 | 58012410.1345 | 25336080.2352 | 122113408.2246 | 3.5228 | 122871231.5046 | 142609813.1759 | 26422823.7424 | 178182438.2367 | 204605261.9792 | 62196187.6131 | 386430.0231 | 142731345.4182 | 26421608.42 | 178365528.7817 | 204787137.2017 | 62277994.849 | 1215.3224 | 142731727.6371 | 26421604.5978 | 178366104.6014 | 204787709.1992 | 62278252.1328 | 3.8222 | 142731728.7226 | 26421606.4088 | 178366106.2411 | 204787712.6499 | 61520428.1388 | 0
2016-10-01 | 101569361.6063 | 26211710.7141 | 117292163.1033 | 143503873.8173 | 34977889.3 | 280051124.7236 | 8.2694 | 31256679.4126 | 46776193.679 | 20368360.3151 | 98401233.4067 | 2.9056 | 99072741.6617 | 132727738.8589 | 25900126.9415 | 164232828.1026 | 190132955.0441 | 55951588.7098 | 311583.7725 | 132825731.9554 | 25899147.0106 | 164380456.494 | 190279603.5045 | 56017550.9944 | 979.931 | 132826040.1436 | 25899143.9287 | 164380920.7853 | 190280064.714 | 56017758.4458 | 3.0819 | 132826041.0189 | 25899145.3889 | 164380922.1074 | 190280067.4963 | 55346249.6151 | 0
2016-11-01 | 99333585.1862 | 25178925.1093 | 112670654.0793 | 137849579.1887 | 34185555.8643 | 271368720.2391 | 8.1933 | 43859464.6781 | 65636492.8391 | 28888371.6757 | 138384329.1929 | 4.1781 | 139019163.1079 | 143055111.9836 | 24741709.8414 | 178537933.5598 | 203279643.4012 | 63615912.6942 | 437215.268 | 143192616.1854 | 24740334.7994 | 178745086.1538 | 203485420.9531 | 63708471.1665 | 1375.042 | 143193048.6361 | 24740330.4748 | 178745737.6487 | 203486068.1235 | 63708762.2628 | 4.3245 | 143193049.8643 | 24740332.5238 | 178745739.5039 | 203486072.0277 | 63073927.54 | 0
2016-12-01 | 95375887.4207 | 23870263.3926 | 106814654.629 | 130684918.0216 | 31710034.1582 | 257770839.6005 | 8.106 | 17125568.1384 | 25628726.6325 | 10781329.2116 | 53535623.9825 | 1.6835 | 54282061.3025 | 112447595.7004 | 23699546.3098 | 132533495.2742 | 156233041.5839 | 43201546.5359 | 170717.0828 | 112501286.2229 | 23699009.4045 | 132614381.028 | 156313390.4326 | 43237687.3423 | 536.9052 | 112501455.0796 | 23699007.716 | 132614635.4137 | 156313643.1297 | 43237801.0052 | 1.6886 | 112501455.5591 | 23699008.516 | 132614636.1381 | 156313644.6541 | 42491363.3697 | 0
2017-01-01 | 92602233.8231 | 23595965.9789 | 105587228.5625 | 129183194.5414 | 30720156.6135 | 252505584.978 | 8.1781 | 17988404.168 | 26919976.5667 | 11243855.7233 | 56152236.458 | 1.8187 | 57016949.738 | 110534064.5157 | 23416647.672 | 132601859.3484 | 156018507.0204 | 42790644.873 | 179318.3069 | 110590460.1232 | 23416083.7159 | 132686820.3622 | 156102904.0781 | 42828606.5586 | 563.9561 | 110590637.4874 | 23416081.9423 | 132687087.5646 | 156103169.5069 | 42828725.9481 | 1.7736 | 110590637.9911 | 23416082.7826 | 132687088.3255 | 156103171.1081 | 41964012.3368 | 0
2017-02-01 | 86372012.4984 | 21932062.0493 | 98141591.258 | 120073653.3073 | 28225071.3883 | 234670737.1939 | 8.1483 | 8165167.3552 | 12219322.6154 | 4627522.6194 | 25012012.5901 | 0.86848 | 25880724.7351 | 94511500.4276 | 21850667.17 | 110403878.6375 | 132254545.8075 | 33704020.8147 | 81394.8793 | 94537099.1171 | 21850411.1831 | 110442443.5313 | 132292854.7144 | 33721252.1106 | 255.9869 | 94537179.625 | 21850410.378 | 110442564.8179 | 132292975.1959 | 33721306.3031 | 0.80508 | 94537179.8536 | 21850410.7594 | 110442565.1633 | 132292975.9227 | 32852594.0077 | 0
2017-03-01 | 88251125.7994 | 22297676.0318 | 99777640.7073 | 122075316.7391 | 28843860.102 | 239170302.6405 | 8.1279 | 23819289.1691 | 35646002.8514 | 15191415.139 | 74656707.1595 | 2.5371 | 75498815.8295 | 111995503.3778 | 22060232.2561 | 135548979.6473 | 157609211.9033 | 44826959.4131 | 237443.7758 | 112070179.4452 | 22059485.4954 | 135661480.5082 | 157720966.0036 | 44877226.2605 | 746.7607 | 112070414.3015 | 22059483.1468 | 135661834.3234 | 157721317.4703 | 44877384.3497 | 2.3486 | 112070414.9685 | 22059484.2596 | 135661835.331 | 157721319.5905 | 44035275.241 | 0
2017-04-01 | 92051420.9731 | 23400109.8097 | 104710811.3764 | 128110921.1861 | 30701385.3808 | 250863727.5399 | 8.1734 | 40313106.7587 | 60329303.2076 | 26310027.0418 | 126952437.0081 | 4.1363 | 127778448.8481 | 132237743.1358 | 22998246.5881 | 165252240.4406 | 188250487.0287 | 57752083.0019 | 401863.2216 | 132364129.119 | 22996982.7282 | 165442643.235 | 188439625.9633 | 57837157.4459 | 1263.8598 | 132364526.6029 | 22996978.7534 | 165443242.0518 | 188440220.8052 | 57837425.0051 | 3.9748 | 132364527.7318 | 22996980.6367 | 165443243.757 | 188440224.3937 | 57011412.4226 | 0
2017-05-01 | 96077077.8601 | 24806295.7584 | 111003212.2598 | 135809508.0182 | 33059648.0203 | 264946233.8986 | 8.2708 | 64808796.2943 | 96987551.6061 | 42828585.667 | 204624933.5674 | 6.3877 | 205421217.2674 | 160682050.6907 | 24160246.0301 | 208331785.0011 | 232492031.0312 | 76547319.7159 | 646049.7283 | 160885233.3302 | 24158214.2037 | 208637883.3623 | 232796097.5661 | 76684088.4433 | 2031.8264 | 160885872.3396 | 24158207.8136 | 208638846.0417 | 232797053.8553 | 76684518.581 | 6.3901 | 160885874.1544 | 24158210.8413 | 208638848.783 | 232797059.6243 | 75888233.6873 | 0
2017-06-01 | 100711062.8117 | 26032443.9379 | 116489980.1331 | 142522424.071 | 34845912.5708 | 278079399.4535 | 8.2811 | 56524593.7193 | 84590090.6024 | 37232282.6568 | 178346966.9785 | 5.3111 | 179163192.5185 | 157057886.8588 | 25468975.6974 | 201377500.7484 | 226846476.4458 | 72774760.4269 | 563468.2405 | 157235097.6204 | 25467203.5898 | 201644472.0007 | 227111675.5905 | 72894046.6534 | 1772.1076 | 157235654.9483 | 25467198.0165 | 201645311.6253 | 227112509.6418 | 72894421.8086 | 5.5733 | 157235656.5311 | 25467200.6571 | 201645314.0163 | 227112514.6734 | 72078195.2275 | 0
2017-07-01 | 102184867.4173 | 26404882.4287 | 118156567.8918 | 144561450.3204 | 35732219.2341 | 282478536.9718 | 8.2904 | 52354857.7776 | 78350004.3338 | 34390089.8038 | 165094951.9152 | 4.8454 | 165946587.9552 | 154375069.3292 | 25882980.4095 | 196782061.2649 | 222665041.6745 | 70863111.9042 | 521902.0191 | 154539207.5142 | 25881339.0277 | 197029338.4416 | 222910677.4693 | 70973598.5617 | 1641.3819 | 154539723.7288 | 25881333.8655 | 197030116.1283 | 222911449.9938 | 70973946.0422 | 5.1621 | 154539725.1948 | 25881336.3114 | 197030118.3429 | 222911454.6542 | 70122309.0379 | 0
2017-08-01 | 105864948.856 | 27525877.2404 | 123172795.4752 | 150698672.7155 | 37826602.4952 | 294390224.0667 | 8.3401 | 76212983.6627 | 114054127.0427 | 50418647.5259 | 240685758.2313 | 6.8186 | 241568502.5913 | 181838242.9209 | 26766144.2997 | 237627952.0029 | 264394096.3026 | 88966654.4938 | 759732.9406 | 182077178.9308 | 26763754.9396 | 237987913.4702 | 264751668.4098 | 89127489.9573 | 2389.3601 | 182077930.3845 | 26763747.4251 | 237989045.549 | 264752792.9741 | 89127995.7849 | 7.5145 | 182077932.5186 | 26763750.9855 | 237989048.7728 | 264752799.7582 | 88245250.0211 | 0
2017-09-01 | 80441496.5347 | 20420022.1328 | 91375515.04 | 111795537.1728 | 26717779.6868 | 218954813.3944 | 8.1635 | -75734540.8415 | -113338128.5909 | -51638135.747 | -240710805.1794 | -8.9746 | -240052006.1844 | 4945140.5897 | 21174985.6923 | -22361125.4901 | -1186139.7979 | -24101230.0224 | -754963.5594 | 4707704.5503 | 21177360.0527 | -22718827.2246 | -1541467.1719 | -24261055.8079 | -2374.3604 | 4706957.8139 | 21177367.52 | -22719952.1966 | -1542584.6765 | -24261558.46 | -7.4674 | 4706955.6932 | 21177363.982 | -22719955.4001 | -1542591.4181 | -24920356.0601 | 0
2017-10-01 | 34591494.0781 | 5620708.5517 | 25151546.6272 | 30772255.1789 | -3863019.1836 | 61500730.0735 | 5.3234 | -544810543.503 | -815318964.7832 | -366935460.8583 | -1727064969.1445 | -149.4931 | -1726858874.4995 | -508505621.9519 | 11051679.712 | -793034188.1106 | -781982508.3986 | -369439042.9151 | -5430971.1603 | -510213662.3819 | 11068760.1163 | -795607382.2464 | -784538622.1301 | -370588779.5098 | -17080.4043 | -510219034.169 | 11068813.8342 | -795615474.9419 | -784546661.1078 | -370592395.4314 | -53.7179 | -510219049.4249 | 11068788.3827 | -795615497.9869 | -784546709.6042 | -370798480.0419 | 0
2017-11-01 | 29708969.13 | 7513893.4113 | 33623170.2371 | 41137063.6485 | 8835435.4594 | 79681468.2379 | 8.0223 | 101162032.5244 | 151390835.9828 | 67891903.7389 | 320444772.2461 | 32.2623 | 320648261.5111 | 130552847.3753 | 6505454.6289 | 185546316.5411 | 192051771.17 | 76716672.4213 | 1008438.7825 | 130870001.3723 | 6502283.0889 | 186024114.8362 | 192526397.9251 | 76930158.9115 | 3171.54 | 130870998.8217 | 6502273.1144 | 186025617.5119 | 192527890.6263 | 76930830.3266 | 9.9745 | 130871001.6544 | 6502277.8403 | 186025621.7909 | 192527899.6313 | 76727339.1983 | 0
2017-12-01 | 51115224.6 | 15994743.4806 | 71573278.127 | 87568021.6076 | 32291163.573 | 170974409.7806 | 10.0269 | 637507671.3934 | 954041915.8186 | 428618816.0634 | 2020168403.2754 | 118.4737 | 2020676348.9354 | 686617936.3402 | 9639716.3632 | 1028969732.2526 | 1038609448.6158 | 460068346.6426 | 6355027.1174 | 688616592.3686 | 9619729.8029 | 1031980744.1008 | 1041600473.9037 | 461413705.8834 | 19986.5603 | 688622878.1418 | 9619666.9452 | 1031990213.7331 | 1041609880.6783 | 461417937.0382 | 62.8577 | 688622895.9934 | 9619696.7272 | 1031990240.699 | 1041609937.4262 | 460909979.6364 | 0
2018-01-01 | 62359000.08 | 15846641.4464 | 70910551.1441 | 86757192.5905 | 23305395.8747 | 172421588.5452 | 8.2925 | 102656995.7814 | 153628075.8997 | 68491587.7738 | 324776659.4548 | 15.6199 | 325386772.1698 | 164693139.9274 | 14823300.0479 | 225078803.7982 | 239902103.8461 | 92189775.5431 | 1023341.3985 | 165014980.7972 | 14820081.6392 | 225563662.9528 | 240383744.592 | 92406416.9171 | 3218.4087 | 165015992.9868 | 14820071.5173 | 225565187.8348 | 240385259.3521 | 92407098.2542 | 10.1219 | 165015995.8614 | 14820076.313 | 225565192.1771 | 240385268.4902 | 91796983.6485 | 0
2018-02-01 | 62823574.395 | 14426090.076 | 64553867.8719 | 78979957.9478 | 14556053.8379 | 156359586.1807 | 7.4642 | -108013569.1225 | -161644286.0912 | -73374157.467 | -343032012.6807 | -16.3755 | -342365236.1907 | -44850292.387 | 15502828.7438 | -97658781.0353 | -82155952.2915 | -57922666.6637 | -1076738.6678 | -45188926.698 | 15506215.0869 | -98168939.8161 | -82662724.7292 | -58150612.2397 | -3386.3431 | -45189991.7029 | 15506225.7369 | -98170544.2655 | -82664318.5285 | -58151329.1285 | -10.65 | -45189994.7275 | 15506220.6909 | -98170548.8343 | -82664328.1434 | -58818103.6291 | 0
2018-03-01 | 68243268.429 | 16595245.7828 | 74260405.8287 | 90855651.6115 | 17986929.1204 | 177085849.1609 | 7.782 | -62637257.0795 | -93737803.3666 | -42968061.4148 | -199343121.8609 | -8.7601 | -198538197.4559 | 5803005.3291 | 17219648.4138 | -19806992.1259 | -2587343.7121 | -24043607.281 | -624402.631 | 5606630.7017 | 17221612.16 | -20102834.0925 | -2881221.9324 | -24175793.318 | -1963.7463 | 5606013.1035 | 17221618.336 | -20103764.5155 | -2882146.1794 | -24176209.0431 | -6.176 | 5606011.3495 | 17221615.4098 | -20103767.1649 | -2882151.7551 | -24981132.2944 | 0
2018-04-01 | 77503003.6376 | 18438641.8091 | 82509234.3675 | 100947876.1766 | 23189715.2155 | 201640595.0297 | 7.7911 | -13102969.1685 | -19608833.5394 | -9614563.7358 | -42326366.4437 | -1.6354 | -41531829.4787 | 64441243.2665 | 18569259.4128 | 62831453.5605 | 81400712.9733 | 14397426.9148 | -130617.6037 | 64400164.0302 | 18569670.2052 | 62769566.9399 | 81339237.1451 | 14369775.1681 | -410.7924 | 64400034.836 | 18569671.4972 | 62769372.3064 | 81339043.8036 | 14369688.2034 | -1.2919 | 64400034.469 | 18569670.885 | 62769371.7522 | 81339042.6372 | 13575151.4797 | 0
2018-05-01 | 82603542.007 | 19301924.0129 | 86372249.573 | 105674173.5859 | 22125678.7806 | 210403394.3735 | 7.6282 | -82425785.3731 | -123351698.6836 | -56151702.0838 | -261929186.1405 | -9.4963 | -261260911.0755 | 436985.4737 | 20123589.5782 | -37413170.0946 | -17289580.5164 | -33183256.094 | -821665.5653 | 178571.6534 | 20126173.7164 | -37802475.2395 | -17676301.523 | -33357202.6942 | -2584.1382 | 177758.942 | 20126181.8436 | -37803699.6041 | -17677517.7606 | -33357749.7563 | -8.1271 | 177756.6339 | 20126177.9929 | -37803703.0907 | -17677525.0977 | -34026023.3031 | 0
2018-06-01 | 88954145.845 | 22770297.8473 | 101892528.8073 | 124662826.6546 | 29232606.4486 | 242849578.9482 | 8.1872 | 6948514.7904 | 10398579.7508 | 4029732.3446 | 21376826.8858 | 0.72068 | 22024361.6308 | 95880807.5779 | 22701031.23 | 112327671.3479 | 135028702.5779 | 33895163.8058 | 69266.6173 | 95902591.929 | 22700813.3865 | 112360489.8712 | 135061303.2577 | 33909827.5487 | 217.8435 | 95902660.4408 | 22700812.7014 | 112360593.0855 | 135061405.7869 | 33909873.6662 | 0.68512 | 95902660.6354 | 22700813.026 | 112360593.3794 | 135061406.4054 | 33262338.7932 | 0
2018-07-01 | 93215074.3151 | 24110003.9651 | 107887445.7431 | 131997449.7082 | 33159730.7822 | 258372254.8055 | 8.3131 | 73058986.6007 | 109334112.6263 | 48520326.8035 | 230913426.0305 | 7.4296 | 231571435.0205 | 166044290.629 | 23381711.802 | 217605991.6558 | 240987703.4578 | 82183403.5761 | 728292.1631 | 166273338.5143 | 23379421.3231 | 217951056.4827 | 241330477.8058 | 82337583.027 | 2290.4789 | 166274058.8699 | 23379414.1196 | 217952141.7116 | 241331555.8311 | 82338067.9214 | 7.2036 | 166274060.9158 | 23379417.5326 | 217952144.8019 | 241331562.3345 | 81680057.5857 | 0
2018-08-01 | 95640581.5232 | 24656208.954 | 110331603.8273 | 134987812.7813 | 33710345.2267 | 264338739.5313 | 8.2891 | 54521609.9106 | 81592588.6177 | 36001807.0484 | 172116005.5767 | 5.3972 | 172814434.3917 | 149990721.1394 | 24112707.5578 | 192211082.8421 | 216323790.4 | 70295160.9874 | 543501.3962 | 150161652.3285 | 24110998.2459 | 192468593.8036 | 216579592.0496 | 70410220.233 | 1709.3119 | 150162189.9071 | 24110992.8702 | 192469403.6756 | 216580396.5458 | 70410582.0943 | 5.3758 | 150162191.4338 | 24110995.4172 | 192469405.9818 | 216580401.399 | 69712152.2751 | 0
2018-09-01 | 94380401.5561 | 23806675.1876 | 106530110.1294 | 130336785.317 | 31002874.9669 | 255720061.8401 | 8.1256 | 9417457.1755 | 14093397.2861 | 5601477.9033 | 29112332.3649 | 0.92506 | 29850045.4749 | 103768240.858 | 23712796.7946 | 120673061.6754 | 144385858.47 | 37322129.594 | 93878.393 | 103797765.6126 | 23712501.547 | 120717541.258 | 144430042.8051 | 37342003.6498 | 295.2475 | 103797858.468 | 23712500.6185 | 120717681.1463 | 144430181.7648 | 37342066.1537 | 0.92855 | 103797858.7317 | 23712501.0584 | 120717681.5447 | 144430182.6031 | 36604352.8702 | 0
2018-10-01 | 92435278.82 | 23030944.1199 | 103058868.7478 | 126089812.8677 | 28603690.6201 | 247128782.3078 | 8.0184 | -76339670.7966 | -114243716.6608 | -52161466.1844 | -242744853.6418 | -7.8761 | -241970056.4968 | 16335696.0518 | 23791939.9476 | -11586544.0204 | 12205395.9272 | -22621370.3403 | -760995.8277 | 16096362.8639 | 23794333.2795 | -11947103.8435 | 11847229.4359 | -22782473.157 | -2393.3319 | 16095610.1611 | 23794340.8065 | -11948237.8042 | 11846103.0023 | -22782979.8254 | -7.527 | 16095608.0234 | 23794337.2402 | -11948241.0333 | 11846096.2069 | -23557775.5643 | 0
2018-11-01 | 89445248.9158 | 22129944.9531 | 99027077.6761 | 121157022.6291 | 28205678.6789 | 238807950.2239 | 8.0158 | -65759485.9593 | -98410276.1159 | -45093981.9547 | -209263744.0299 | -7.0241 | -208434570.9999 | 23892576.3364 | 22785471.6789 | 270777.9363 | 23056249.6152 | -15919920.0018 | -655526.7258 | 23686413.1811 | 22787533.3104 | -39810.6264 | 22747722.6841 | -16058695.0096 | -2061.6316 | 23685764.798 | 22787539.7943 | -40787.4274 | 22746752.3669 | -16059131.457 | -6.4838 | 23685762.9566 | 22787536.7222 | -40790.209 | 22746746.5133 | -16888303.2758 | 0
2018-12-01 | 86140231.611 | 21552068.5979 | 96441196.5619 | 117993265.1598 | 28111542.2541 | 232245039.0249 | 8.0948 | 8717365.0754 | 13045696.6256 | 5025824.975 | 26788886.6761 | 0.93371 | 27630998.3761 | 94830180.6003 | 21465169.108 | 109532763.5925 | 130997932.7005 | 33961024.6103 | 86899.4899 | 94857510.4899 | 21464895.8091 | 109573936.5708 | 131038832.3799 | 33979421.2324 | 273.2989 | 94857596.4424 | 21464894.9496 | 109574066.0598 | 131038961.0094 | 33979479.0897 | 0.85953 | 94857596.6865 | 21464895.3568 | 109574066.4285 | 131038961.7854 | 33137367.2292 | 0
2019-01-01 | 83678185.465 | 21222099.5324 | 94964650.9875 | 116186750.5198 | 27973419.3221 | 227838355.3069 | 8.1658 | 23332109.0977 | 34916928.9445 | 14875057.483 | 73124095.5251 | 2.6208 | 73954625.3951 | 106936915.1517 | 20989512.2355 | 130004352.4997 | 150993864.7352 | 43629613.5182 | 232587.2969 | 107010063.8566 | 20988780.7485 | 130114552.3609 | 151103333.1094 | 43678852.249 | 731.487 | 107010293.9093 | 20988778.4479 | 130114898.9395 | 151103677.3874 | 43679007.1048 | 2.3005 | 107010294.5626 | 20988779.5379 | 130114899.9264 | 151103679.4643 | 42848476.8051 | 0
2019-02-01 | 78860550.0334 | 19882679.6832 | 88971015.0464 | 108853694.7296 | 27182495.3693 | 214896740.1324 | 8.1724 | 34909531.8262 | 52242754.2731 | 22689061.8823 | 109841347.9816 | 4.1772 | 110651006.2216 | 113660291.4901 | 19534682.2686 | 141397461.7942 | 160932144.0629 | 50607313.3865 | 347997.4146 | 113769736.677 | 19533587.8168 | 141562342.9692 | 161095930.786 | 50680984.4391 | 1094.4519 | 113770080.8821 | 19533584.3747 | 141562861.5205 | 161096445.8953 | 50681216.1346 | 3.4421 | 113770081.8597 | 19533586.0056 | 141562862.9972 | 161096449.0027 | 49871557.2516 | 0
2019-03-01 | 80737868.8805 | 20342706.3154 | 91029542.2202 | 111372248.5356 | 27370800.0201 | 219480917.4363 | 8.1526 | 44516183.4687 | 66619284.547 | 29126691.565 | 140262159.5807 | 5.21 | 141100731.9857 | 125114049.09 | 19898944.5133 | 157883069.0351 | 177782013.5484 | 57241824.9815 | 443761.8021 | 125253612.1768 | 19897548.8825 | 158093323.3769 | 177990872.2593 | 57335769.355 | 1395.6309 | 125254051.1027 | 19897544.4932 | 158093984.6268 | 177991529.12 | 57336064.8101 | 4.3893 | 125254052.3492 | 19897546.5728 | 158093986.5098 | 177991533.0826 | 56497491.5851 | 0
2019-04-01 | 85248452.3872 | 21632906.5875 | 96802930.3977 | 118435836.9852 | 28036354.645 | 231720644.0174 | 8.1525 | 45649762.2084 | 68315705.9096 | 29821328.4365 | 143786796.5546 | 5.0588 | 144693780.1196 | 130754646.2348 | 21177844.649 | 165358843.4184 | 186536688.0674 | 58668027.8964 | 455061.9385 | 130897763.2144 | 21176413.4792 | 165574451.7648 | 186750865.2441 | 58764364.5087 | 1431.1698 | 130898213.3173 | 21176408.9782 | 165575129.8531 | 186751538.8313 | 58764667.4874 | 4.501 | 130898214.5956 | 21176411.1108 | 165575131.784 | 186751542.8948 | 57857683.0816 | 0
2019-05-01 | 88960542.397 | 22886645.6817 | 102413162.0962 | 125299807.7779 | 30071722.7772 | 244332072.9521 | 8.2376 | 57040000.7591 | 85361406.6848 | 37479985.7961 | 179881393.2399 | 6.0646 | 180796852.5699 | 145821152.5302 | 22318039.5803 | 188074710.8439 | 210392750.4242 | 68346416.4663 | 568606.1013 | 145999979.1491 | 22316251.3141 | 188344116.4147 | 210660367.7288 | 68466790.3779 | 1788.2662 | 146000541.5588 | 22316245.69 | 188344963.6952 | 210661209.3852 | 68467168.9539 | 5.6241 | 146000543.156 | 22316248.3547 | 188344966.1079 | 210661214.4627 | 67551708.5733 | 0
2019-06-01 | 94201222.8146 | 24426480.662 | 109303615.6664 | 133730096.3284 | 33247444.1005 | 261178763.2436 | 8.3152 | 75222506.2065 | 112571859.374 | 49743299.3659 | 237537664.9465 | 7.5626 | 238429035.4765 | 169187154.472 | 23676621.3455 | 222271292.6752 | 245947914.0206 | 83722870.9109 | 749859.3166 | 169422985.227 | 23674263.0379 | 222626576.0194 | 246300839.0573 | 83881616.1282 | 2358.3076 | 169423726.9148 | 23674255.621 | 222627693.3855 | 246301949.0065 | 83882115.3819 | 7.4169 | 169423729.0211 | 23674259.1351 | 222627696.5673 | 246301955.7025 | 82990743.4665 | 0
2019-07-01 | 97229089.594 | 25214143.4124 | 112828248.9419 | 138042392.3543 | 35331719.8406 | 270603201.7889 | 8.347 | 82658244.9172 | 123699578.6523 | 54743461.2576 | 261101284.827 | 8.0539 | 261997726.527 | 179627374.5868 | 24390160.5625 | 236962771.7704 | 261352932.3328 | 90796638.5464 | 823982.8499 | 179886517.1931 | 24387569.1364 | 237353174.8447 | 261740743.9811 | 90971075.7157 | 2591.4261 | 179887332.1966 | 24387560.9864 | 237354402.6623 | 261741963.6487 | 90971624.3206 | 8.15 | 179887334.5112 | 24387564.8479 | 237354406.1587 | 261741971.0066 | 90075181.0982 | 0
2019-08-01 | 100022899.2032 | 26076423.1021 | 116686778.0972 | 142763201.1993 | 36467719.4558 | 279253819.8584 | 8.3733 | 83192081.5966 | 124498475.0283 | 55078955.1606 | 262769511.7855 | 7.879 | 263689802.0905 | 182953341.9607 | 25247118.6745 | 241623006.3277 | 266870125.0022 | 92290850.5584 | 829304.4276 | 183214158.2031 | 25244510.5121 | 242015930.7655 | 267260441.2776 | 92466414.3057 | 2608.1624 | 183214978.4702 | 25244502.3094 | 242017166.5128 | 267261668.8222 | 92466966.4537 | 8.2027 | 183214980.7998 | 25244506.1958 | 242017170.0318 | 267261676.2276 | 91546674.6164 | 0
2019-09-01 | 99228628.082 | 25839291.3448 | 115625660.9097 | 141464952.2545 | 34760290.3349 | 275453870.6714 | 8.3234 | 47097951.8222 | 70482948.2121 | 30844462.1592 | 148425362.1936 | 4.485 | 149284034.6886 | 146178456.9915 | 25369793.0557 | 186356436.5451 | 211726229.6008 | 66363720.4785 | 469498.2891 | 146326114.2034 | 25368316.4836 | 186578884.8345 | 211947201.3181 | 66463113.2663 | 1476.5721 | 146326578.5854 | 25368311.8398 | 186579584.4343 | 211947896.2741 | 66463425.8566 | 4.6438 | 146326579.9042 | 25368314.04 | 186579586.4265 | 211947900.4665 | 65604752.4942 | 0
2019-10-01 | 97947278.7787 | 25168121.459 | 112622309.9049 | 137790431.3639 | 33601717.3415 | 269339427.4841 | 8.2473 | 24446698.0106 | 36584931.6832 | 15646749.666 | 76678379.3598 | 2.3479 | 77487482.4198 | 122317091.9997 | 24924423.3268 | 149335879.0754 | 174260302.4022 | 50005817.3698 | 243698.1322 | 122393735.0623 | 24923656.8962 | 149451343.2504 | 174375000.1466 | 50057408.2644 | 766.4306 | 122393976.1047 | 24923654.4858 | 149451706.3852 | 174375360.871 | 50057570.5177 | 2.4104 | 122393976.7893 | 24923655.6278 | 149451707.4193 | 174375363.0471 | 49248467.0074 | 0
2019-11-01 | 94231301.2989 | 24104787.1532 | 107864101.5532 | 131968888.7064 | 32153005.4812 | 258353195.4865 | 8.2249 | 19862617.9887 | 29724771.9039 | 12521932.1576 | 62109322.0501 | 1.9773 | 62957552.0401 | 114031451.4155 | 23906785.652 | 137693389.7098 | 161600175.3618 | 45481119.2481 | 198001.5012 | 114093722.8876 | 23906162.9373 | 137787202.8211 | 161693365.7584 | 45523036.1659 | 622.7147 | 114093918.7314 | 23906160.9789 | 137787497.8633 | 161693658.8422 | 45523167.9946 | 1.9584 | 114093919.2876 | 23906161.9068 | 137787498.7035 | 161693660.6103 | 44674937.6388 | 0
2019-12-01 | 90060925.9869 | 23077784.7885 | 103268471.3715 | 126346256.16 | 30491392.4889 | 246898574.6358 | 8.2219 | 17619832.9496 | 26368402.9824 | 11003880.347 | 54992116.279 | 1.8313 | 55848707.884 | 107625344.6164 | 22902140.6022 | 129729589.1669 | 152631729.7691 | 42314563.9479 | 175644.1863 | 107680584.713 | 22901588.2012 | 129812809.3824 | 152714397.5836 | 42351747.8222 | 552.401 | 107680758.4431 | 22901586.4639 | 129813071.11 | 152714657.5739 | 42351864.7655 | 1.7373 | 107680758.9365 | 22901587.2871 | 129813071.8553 | 152714659.1423 | 41495272.8359 | 0
2020-01-01 | 83330820.1754 | 21093414.1662 | 94388809.711 | 115482223.8772 | 27195702.6778 | 226008746.7304 | 8.1328 | -17574888.693 | -26301143.0785 | -12540563.4884 | -56416595.2599 | -2.0301 | -55706250.3099 | 65811204.4529 | 21268610.3234 | 67995188.3141 | 89263798.6376 | 15402689.4872 | -175196.1572 | 65756105.2615 | 21269161.3154 | 67912180.3748 | 89181341.6902 | 15365600.4607 | -550.9919 | 65755931.9745 | 21269163.0482 | 67911919.3149 | 89181082.3631 | 15365483.8158 | -1.7329 | 65755931.4824 | 21269162.2272 | 67911918.5715 | 89181080.7987 | 14655139.1895 | 0
2020-02-01 | 78327459.9749 | 19932733.9741 | 89194997.9874 | 109127731.9615 | 25538806.9235 | 212993998.8598 | 8.1535 | -11471659.4444 | -17167548.6352 | -8350058.017 | -36989266.0966 | -1.416 | -36361148.2066 | 66891878.8639 | 20047089.7852 | 71967085.9671 | 92014175.7523 | 17841151.8481 | -114355.8111 | 66855913.9613 | 20047449.4342 | 71912904.1838 | 91960353.618 | 17816942.7229 | -359.649 | 66855800.8517 | 20047450.5653 | 71912733.7821 | 91960184.3474 | 17816866.5852 | -1.1311 | 66855800.5305 | 20047450.0294 | 71912733.2968 | 91960183.3262 | 17188748.9065 | 0
2020-03-01 | 81203197.2182 | 20747667.0055 | 92841660.3164 | 113589327.3219 | 27042992.9905 | 221835517.5306 | 8.1929 | 24084239.3984 | 36042505.7262 | 15530316.1001 | 75657061.2247 | 2.7942 | 76338615.3897 | 105211691.7583 | 20507582.0601 | 129010896.288 | 149518478.3482 | 43203877.8685 | 240084.9454 | 105287198.4736 | 20506826.993 | 129124648.5352 | 149631475.5281 | 43254703.8514 | 755.0672 | 105287435.9422 | 20506824.6183 | 129125006.286 | 149631830.9043 | 43254863.6991 | 2.3747 | 105287436.6166 | 20506825.7434 | 129125007.3047 | 149631833.0481 | 42573309.0906 | 0
2020-04-01 | 82964730.6404 | 21303415.9084 | 95328525.5069 | 116631941.4153 | 28718313.2234 | 228314985.2791 | 8.2536 | 41981264.5961 | 62825731.9887 | 27578236.0317 | 132385232.6165 | 4.7857 | 133065925.7515 | 124813964.2892 | 20884923.5719 | 158375161.128 | 179260084.6999 | 56888369.705 | 418492.3365 | 124945580.1291 | 20883607.4135 | 158573442.797 | 179457050.2105 | 56976964.5326 | 1316.1584 | 124945994.0609 | 20883603.2742 | 158574066.3929 | 179457669.6671 | 56977243.1634 | 4.1393 | 124945995.2364 | 20883605.2354 | 158574068.1686 | 179457673.4041 | 56296549.2551 | 0
2020-05-01 | 88623234.5916 | 23274995.1326 | 104150948.2195 | 127425943.3522 | 33705497.1518 | 249754675.0956 | 8.4521 | 92024488.6529 | 137716334.087 | 61185564.4349 | 290926387.1748 | 9.8454 | 291685443.3098 | 180358306.5126 | 22357644.4134 | 242351511.2597 | 264709155.6732 | 95455305.5005 | 917350.7192 | 180646813.3138 | 22354759.3454 | 242786152.0305 | 265140911.3759 | 95649508.6478 | 2885.068 | 180647720.6677 | 22354750.2719 | 242787518.9757 | 265142269.2476 | 95650119.4167 | 9.0735 | 180647723.2445 | 22354754.5709 | 242787522.8683 | 265142277.4392 | 94891061.5867 | 0
2020-06-01 | 95712176.3546 | 25185624.9913 | 112700634.7111 | 137886259.7024 | 36991449.3625 | 270589885.4195 | 8.4791 | 97194952.4208 | 145454027.8908 | 64630967.7641 | 307279948.0756 | 9.6288 | 308074005.0756 | 192601450.9509 | 24216732.2453 | 258666098.316 | 282882830.5613 | 102210716.237 | 968892.746 | 192906167.7195 | 24213685.0777 | 259125159.699 | 283338844.7767 | 102415830.8313 | 3047.1677 | 192907126.0537 | 24213675.4943 | 259126603.447 | 283340278.9414 | 102416475.9167 | 9.5833 | 192907128.7754 | 24213680.0349 | 259126607.5583 | 283340287.5932 | 101622417.1265 | 0
2020-07-01 | 98911623.57 | 26032603.3543 | 116490693.4898 | 142523296.8441 | 37545165.443 | 278980085.8572 | 8.454 | 66782132.9071 | 99940686.0186 | 44175568.2264 | 210898387.1521 | 6.3909 | 211676004.1521 | 165483726.8758 | 25366882.3212 | 216782784.2571 | 242149666.5783 | 82356975.522 | 665721.0331 | 165693096.1407 | 25364788.6286 | 217098202.8825 | 242462991.5111 | 82497908.6647 | 2093.6926 | 165693754.6071 | 25364782.0439 | 217099194.8741 | 242463976.9181 | 82498351.8995 | 6.5847 | 165693756.4771 | 25364785.1637 | 217099197.6989 | 242463982.8627 | 81720733.6694 | 0
2020-08-01 | 101511297.93 | 26684492.1307 | 119407765.3865 | 146092257.5172 | 38043792.8878 | 285647348.3349 | 8.4339 | 49907951.7554 | 74688164.6196 | 32859929.2994 | 157456045.6743 | 4.649 | 158190751.6743 | 151262289.3316 | 26186982.2167 | 194358543.5298 | 220545525.7464 | 71532775.0172 | 497509.914 | 151418756.1995 | 26185417.548 | 194594263.727 | 220779681.275 | 71638097.866 | 1564.6687 | 151419248.2878 | 26185412.6271 | 194595005.067 | 220780417.6942 | 71638429.1064 | 4.9209 | 151419249.6854 | 26185414.9586 | 194595007.1781 | 220780422.1367 | 70903722.1872 | 0
2020-09-01 | 100551667.08 | 26270134.7392 | 117553598.931 | 143823733.6702 | 36893262.3704 | 281268663.1206 | 8.385 | 23413238.3937 | 35038340.4232 | 15071359.0717 | 73522937.8886 | 2.1918 | 74211776.8886 | 123891270.9115 | 26036738.7009 | 152715138.8208 | 178751877.5217 | 52603895.5378 | 233396.0383 | 123964673.9655 | 26036004.6703 | 152825721.8638 | 178861726.5341 | 52653305.4791 | 734.0305 | 123964904.8181 | 26036002.3618 | 152826069.6474 | 178862072.0092 | 52653460.8733 | 2.3085 | 123964905.4737 | 26036003.4556 | 152826070.6378 | 178862074.0934 | 51964621.4421 | 0
2020-10-01 | 97584208.53 | 25502200.0947 | 114117244.9838 | 139619445.0785 | 34872956.4443 | 272076610.0528 | 8.358 | -3959476.9329 | -5925429.8077 | -3407907.303 | -13292814.0435 | -0.40835 | -12550157.0435 | 93637184.1398 | 25541670.3386 | 108170980.5765 | 133712650.9151 | 32216088.1982 | -39470.2439 | 93624770.7481 | 25541794.4725 | 108152279.575 | 133694074.0475 | 32207732.3476 | -124.1339 | 93624731.708 | 25541794.8629 | 108152220.7603 | 133694015.6233 | 32207706.0684 | -0.3904 | 93624731.5971 | 25541794.6779 | 108152220.5928 | 133694015.2708 | 31465049.1413 | 0
2020-11-01 | 92537148.5458 | 23947615.0678 | 107160787.9055 | 131108402.9734 | 31776391.2312 | 255421942.7503 | 8.2785 | -31066164.9387 | -46491085.2766 | -21643338.3318 | -99200588.5471 | -3.2152 | -98468877.4121 | 61568686.5997 | 24257299.6873 | 60506233.7877 | 84763533.475 | 10930529.883 | -309684.6195 | 61471290.7869 | 24258273.6454 | 60359505.215 | 84617778.8604 | 10864969.6491 | -973.9581 | 61470984.4771 | 24258276.7085 | 60359043.7536 | 84617320.4621 | 10864763.4621 | -3.0631 | 61470983.6071 | 24258275.2572 | 60359042.4396 | 84617317.6968 | 10133052.8993 | 0
2020-12-01 | 87874183.1185 | 22502095.1715 | 100692375.4732 | 123194470.6447 | 30668803.1867 | 241737456.9499 | 8.2506 | -12860459.6264 | -19245913.5644 | -9417452.8375 | -41523826.0282 | -1.4172 | -40763159.0482 | 75054169.5979 | 22630295.3067 | 81378790.7162 | 104009086.0228 | 22039242.4162 | -128200.1352 | 75013850.6553 | 22630698.4961 | 81318049.4921 | 103948747.9882 | 22012102.4476 | -403.1894 | 75013723.8523 | 22630699.7641 | 81317858.461 | 103948558.2251 | 22012017.0924 | -1.268 | 75013723.4921 | 22630699.1633 | 81317857.917 | 103948557.0803 | 21251350.3493 | 0
2021-01-01 | 85644394.6548 | 22140644.5235 | 99074956.1138 | 121215600.6373 | 30787459.0212 | 237647454.3133 | 8.322 | 17465458.6892 | 26137379.0719 | 10950752.865 | 54553590.6261 | 1.9104 | 55359395.4711 | 103054924.5305 | 21966539.2247 | 125304237.688 | 147270776.9127 | 42507043.0424 | 174105.2988 | 103109680.6469 | 21965991.6636 | 125386728.7785 | 147352720.4421 | 42543901.1342 | 547.5612 | 103109852.8549 | 21965989.9415 | 125386988.213 | 147352978.1545 | 42544017.0529 | 1.7221 | 103109853.344 | 21965990.7574 | 125386988.9518 | 147352979.7092 | 41738211.8862 | 0
2021-02-01 | 80188107.4465 | 20495157.7297 | 91711731.809 | 112206889.5387 | 27061795.0536 | 219456792.0388 | 8.2079 | -28802734.8574 | -43103820.6711 | -20134934.6995 | -92041490.228 | -3.4424 | -91294595.693 | 51475957.1011 | 20782279.2332 | 48456352.3696 | 69238631.6028 | 7734729.1454 | -287121.5035 | 51385657.3882 | 20783182.2303 | 48320314.2013 | 69103496.4316 | 7673945.5231 | -902.9971 | 51385373.3956 | 20783185.0702 | 48319886.3612 | 69103071.4315 | 7673754.3586 | -2.8399 | 51385372.5891 | 20783183.7247 | 48319885.1429 | 69103068.8676 | 6926860.3541 | 0
2021-03-01 | 82092244.978 | 20729694.4224 | 92761236.6014 | 113490931.0238 | 27852988.629 | 223436164.6308 | 8.163 | -5281341.5041 | -7903624.3684 | -4297761.8224 | -17482727.6949 | -0.63871 | -16740005.4099 | 76827513.2766 | 20782341.7394 | 84829822.0382 | 105612163.7776 | 24309129.4837 | -52647.317 | 76810955.6954 | 20782507.3152 | 84804877.7394 | 105587385.0546 | 24297984.0467 | -165.5758 | 76810903.6218 | 20782507.836 | 84804799.2896 | 105587307.1256 | 24297948.9943 | -0.52074 | 76810903.4739 | 20782507.5892 | 84804799.0662 | 105587306.6554 | 23555226.8066 | 0
2021-04-01 | 87242744.5289 | 22557039.0952 | 100938238.5431 | 123495277.6382 | 30409547.9306 | 241147570.0977 | 8.29 | 30573787.5266 | 45754233.4541 | 19813154.495 | 96141175.4757 | 3.3051 | 96908213.2257 | 117720377.5884 | 22252262.7646 | 146853349.9694 | 169105612.734 | 50925016.6704 | 304776.3306 | 117816229.7443 | 22251304.243 | 146997752.9949 | 169249057.2379 | 50989537.8196 | 958.5216 | 117816531.1994 | 22251301.2285 | 146998207.1424 | 169249508.3708 | 50989740.7386 | 3.0146 | 117816532.0555 | 22251302.6568 | 146998208.4356 | 169249511.0924 | 50222702.4255 | 0
2021-05-01 | 91498869.7553 | 24036376.3442 | 107557976.8651 | 131594353.2093 | 32522025.0119 | 255615247.9764 | 8.3787 | 39548751.9813 | 59185432.2726 | 25863401.2843 | 124597585.5382 | 4.0841 | 125355711.5382 | 130923241.034 | 23642132.6314 | 166951512.9918 | 190593645.6233 | 59059829.1445 | 394243.7128 | 131047230.6817 | 23640892.7349 | 167138305.663 | 190779198.3979 | 59143290.5385 | 1239.8965 | 131047620.6292 | 23640888.8355 | 167138893.1259 | 190779781.9614 | 59143553.0246 | 3.8995 | 131047621.7366 | 23640890.683 | 167138894.7988 | 190779785.4818 | 58385426.2962 | 0
2021-06-01 | 93998693.64 | 24834626.9436 | 111129988.6472 | 135964615.5908 | 34812629.5155 | 264775938.7464 | 8.4483 | 52414269.1131 | 78438914.4865 | 34593544.5101 | 165446728.1098 | 5.279 | 166134901.1098 | 146248120.039 | 24312132.6796 | 189844704.793 | 214156837.4726 | 69983388.0805 | 522494.264 | 146412444.485 | 24310489.4351 | 190092262.5753 | 214402752.0105 | 70094000.1162 | 1643.2445 | 146412961.2854 | 24310484.2671 | 190093041.1445 | 214403525.4117 | 70094347.991 | 5.168 | 146412962.7531 | 24310486.7157 | 190093043.3616 | 214403530.0774 | 69406174.0256 | 0
2021-07-01 | 96930716.55 | 26006047.9045 | 116371863.1631 | 142377911.0676 | 36476176.6717 | 275784804.2893 | 8.5337 | 57150628.7019 | 85526963.4291 | 37879795.3255 | 180557387.4564 | 5.5871 | 181147504.4564 | 153901606.7016 | 25436339.003 | 202199550.7745 | 227635889.7775 | 74825103.3652 | 569708.9015 | 154080780.1511 | 25434547.2685 | 202469478.8521 | 227904026.1205 | 74945710.7396 | 1791.7345 | 154081343.6516 | 25434541.6335 | 202470327.7759 | 227904869.4093 | 74946090.0498 | 5.635 | 154081345.2519 | 25434544.3033 | 202470330.1933 | 227904874.4966 | 74355971.9972 | 0
2021-08-01 | 103980241.14 | 27395761.5086 | 122590553.5987 | 149986315.1073 | 39028026.903 | 292994583.1503 | 8.4517 | 83518031.2105 | 124986264.6003 | 55559165.5545 | 264063461.3654 | 7.6171 | 264722948.3654 | 187235608.4009 | 26563207.836 | 248016286.5342 | 274579494.3702 | 95069875.072 | 832553.6726 | 187497446.5309 | 26560589.4547 | 248410750.4643 | 274971339.919 | 95246126.6844 | 2618.3813 | 187498270.0119 | 26560581.2199 | 248411991.0533 | 274972572.2732 | 95246680.9958 | 8.2348 | 187498272.3505 | 26560585.1215 | 248411994.5861 | 274972579.7076 | 94587192.4575 | 0
2021-09-01 | 103104981.81 | 26702802.5519 | 119489700.8592 | 146192503.4111 | 37153962.8337 | 286451448.0549 | 8.3328 | 23841994.2129 | 35679981.3657 | 15296101.2986 | 74818076.8772 | 2.1764 | 75570782.8772 | 126871993.0249 | 26465132.4398 | 155295137.7865 | 181760270.2262 | 53152297.5688 | 237670.1121 | 126946740.2752 | 26464384.9672 | 155407745.8856 | 181872130.8529 | 53202612.3316 | 747.4725 | 126946975.3553 | 26464382.6164 | 155408100.0381 | 181872482.6545 | 53202770.5715 | 2.3508 | 126946976.0229 | 26464383.7303 | 155408101.0466 | 181872484.7768 | 52450064.1324 | 0
2021-10-01 | 99677514.09 | 26599277.5391 | 119026447.132 | 145625724.6711 | 36979621.3092 | 282282860.0703 | 8.4939 | 20749319.9177 | 31051737.5939 | 13215786.5179 | 65016844.0294 | 1.9563 | 65768087.0294 | 120361577.4608 | 26392436.9054 | 150187366.7665 | 176579803.6719 | 50902725.3334 | 206840.6337 | 120426628.8401 | 26391786.3916 | 150285367.8588 | 176677154.2504 | 50946513.4955 | 650.5138 | 120426833.4266 | 26391784.3457 | 150285676.0722 | 176677460.4179 | 50946651.2093 | 2.0459 | 120426834.0077 | 26391785.3151 | 150285676.9499 | 176677462.2649 | 50195407.8271 | 0
2021-11-01 | 95872341.51 | 25757089.7649 | 115257825.28 | 141014915.0449 | 36699002.2872 | 273586258.8421 | 8.5584 | 58683161.6383 | 87820427.0598 | 38736673.1606 | 185240261.8586 | 5.7948 | 186005097.8586 | 154370944.7865 | 25172103.7321 | 203387040.6454 | 228559144.3775 | 76076281.5039 | 584986.0328 | 154554922.8938 | 25170263.9511 | 203664207.0277 | 228834470.9788 | 76200123.047 | 1839.7811 | 154555501.505 | 25170258.165 | 203665078.716 | 228835336.8809 | 76200512.5287 | 5.7861 | 154555503.1483 | 25170260.9064 | 203665081.1982 | 228835342.1046 | 75435675.4478 | 0
2021-12-01 | 90968550.6532 | 23763320.5512 | 106336106.8025 | 130099427.3538 | 31878626.2987 | 252946604.3057 | 8.3391 | -3063782.7139 | -4585006.9907 | -2848933.9352 | -10497723.6397 | -0.34609 | -9711119.6397 | 87914403.5265 | 23793862.0225 | 101734978.3172 | 125528840.3397 | 29822782.271 | -30541.4713 | 87904798.2338 | 23793958.0754 | 101720507.7681 | 125514465.8435 | 29816316.6415 | -96.0529 | 87904768.0252 | 23793958.3775 | 101720462.2583 | 125514420.6358 | 29816296.3071 | -0.30209 | 87904767.9394 | 23793958.2344 | 101720462.1287 | 125514420.363 | 29029692.3635 | 0
2022-01-01 | 86844629.9032 | 22262718.0587 | 99621210.7691 | 121883928.8278 | 28821651.5879 | 237550210.3189 | 8.2035 | -30423266.1371 | -45528975.4357 | -21317519.4933 | -97269761.0661 | -3.3591 | -96431113.0661 | 56517044.8439 | 22565993.9093 | 53932149.3984 | 76498143.3077 | 8407184.9518 | -303275.8506 | 56421664.5889 | 22566947.7119 | 53788457.3004 | 76355405.0122 | 8342981.4542 | -953.8026 | 56421364.618 | 22566950.7116 | 53788005.3887 | 76354956.1003 | 8342779.5342 | -2.9997 | 56421363.7661 | 22566949.2903 | 53788004.1018 | 76354953.3921 | 7504132.0945 | 0
2022-02-01 | 79833378.96 | 20204602.0004 | 90411553.0314 | 110616155.0318 | 26456053.5444 | 216905587.5362 | 8.1483 | -21943440.2332 | -32838760.5344 | -15581751.0165 | -70363951.7841 | -2.6433 | -69553030.7841 | 57958950.7784 | 20423346.2822 | 57457327.0459 | 77880673.3281 | 11731676.9274 | -218744.2818 | 57890155.7018 | 20424034.233 | 57353686.0052 | 77777720.2382 | 11685368.7629 | -687.9508 | 57889939.3413 | 20424036.3966 | 57353360.0541 | 77777396.4507 | 11685223.1237 | -2.1636 | 57889938.7268 | 20424035.3715 | 57353359.1259 | 77777394.4974 | 10874302.5279 | 0
2022-03-01 | 81374707.86 | 21596485.7814 | 96639954.5746 | 118236440.356 | 30076980.9058 | 229688129.1218 | 8.4648 | 62681946.1687 | 93804681.4077 | 41430420.6621 | 197917048.2386 | 7.2939 | 198679846.2386 | 143859519.502 | 20971637.665 | 190774465.7224 | 211746103.3874 | 72137504.3545 | 624848.1164 | 144056034.2346 | 20969672.5177 | 191070518.76 | 212040191.2777 | 72269784.7008 | 1965.1473 | 144056652.2735 | 20969666.3373 | 191071449.8468 | 212041116.1841 | 72270200.7225 | 6.1804 | 144056654.0287 | 20969669.2655 | 191071452.4982 | 212041121.7637 | 71507401.568 | 0
2022-04-01 | 83748131.1 | 22303733.529 | 99804746.7956 | 122108480.3246 | 31256910.5736 | 237113521.9982 | 8.4902 | 68225992.315 | 102101448.0886 | 45134409.0793 | 215461849.483 | 7.715 | 216252533.483 | 151759552.8804 | 21623619.3112 | 202265197.1598 | 223888816.471 | 77037571.912 | 680114.2178 | 151973448.8019 | 21621480.352 | 202587435.2762 | 224208915.6282 | 77181552.0919 | 2138.9592 | 151974121.5046 | 21621473.625 | 202588448.7151 | 224209922.34 | 77182004.9095 | 6.727 | 151974123.415 | 21621476.8122 | 202588451.601 | 224209928.4132 | 76391319.6529 | 0
2022-05-01 | 88305798.84 | 21888704.7016 | 97947575.7987 | 119836280.5003 | 29585438.7291 | 237727518.0694 | 8.0735 | 22772606.3927 | 34079622.8908 | 14531792.2239 | 71384021.5074 | 2.4243 | 72181197.5074 | 111006785.4561 | 21661694.8354 | 132147027.1777 | 153808722.0132 | 44866198.2414 | 227009.8662 | 111078180.059 | 21660980.8894 | 132254584.4523 | 153915565.3417 | 44914256.2301 | 713.946 | 111078404.595 | 21660978.644 | 132254922.72 | 153915901.364 | 44914407.3725 | 2.2454 | 111078405.2327 | 21660979.7079 | 132254923.6832 | 153915903.3911 | 44117230.9531 | 0
2022-06-01 | 97734790.26 | 25236557.1874 | 112928546.1022 | 138165103.2896 | 35052033.7077 | 270951927.2573 | 8.3148 | 68434018.4432 | 102412763.0025 | 45258349.106 | 216105130.5516 | 6.6317 | 216911903.5516 | 165953583.927 | 24554369.2507 | 215701406.0049 | 240255775.2557 | 80972283.6896 | 682187.9367 | 166168132.0331 | 24552223.7697 | 216024626.6493 | 240576850.419 | 81116702.8758 | 2145.4811 | 166168806.7869 | 24552217.0221 | 216025643.1782 | 240577860.2004 | 81117157.0741 | 6.7475 | 166168808.7032 | 24552220.2191 | 216025646.0729 | 240577866.2921 | 80310382.8137 | 0
2022-07-01 | 98354500.83 | 26360271.4017 | 117956942.4683 | 144317213.87 | 36747203.9081 | 279418918.6081 | 8.5208 | 53393336.3816 | 79904106.6001 | 35220158.9386 | 168517601.9203 | 5.1389 | 169238201.9203 | 151579915.3339 | 25828017.2567 | 198142002.5382 | 223970019.7948 | 72574931.2546 | 532254.145 | 151747309.2625 | 25826343.3174 | 198394184.5521 | 224220527.8694 | 72687609.4571 | 1673.9393 | 151747835.7164 | 25826338.0528 | 198394977.6645 | 224221315.7173 | 72687963.83 | 5.2645 | 151747837.2116 | 25826340.5472 | 198394979.923 | 224221320.4702 | 71967362.8466 | 0
2022-08-01 | 99299032.32 | 26505336.1268 | 118606078.1002 | 145111414.227 | 37108318.8466 | 281518765.3936 | 8.5036 | 55760658.3549 | 83446847.3264 | 36959052.9195 | 176166558.6007 | 5.3213 | 176741784.6007 | 154884323.5769 | 25949483.2142 | 202346335.644 | 228295818.8583 | 74524554.6465 | 555852.9126 | 155059139.3179 | 25947735.0568 | 202609698.754 | 228557433.8108 | 74642228.7081 | 1748.1574 | 155059689.1134 | 25947729.5589 | 202610527.031 | 228558256.5899 | 74642598.793 | 5.498 | 155059690.6749 | 25947732.1638 | 202610529.3896 | 228558261.5534 | 74067371.766 | 0
2022-09-01 | 88527003.21 | 22929864.9679 | 102606559.7584 | 125536424.7263 | 30557692.3911 | 244621120.3273 | 8.2875 | -35587739.0635 | -53257703.8353 | -24447103.0609 | -113292545.9597 | -3.8382 | -112800685.9597 | 53051187.4757 | 23284623.1252 | 49161594.7506 | 72446217.8759 | 6677787.1734 | -354758.1573 | 52939616.0352 | 23285738.8396 | 48993510.3357 | 72279249.1753 | 6602684.8715 | -1115.7144 | 52939265.143 | 23285742.3486 | 48992981.7102 | 72278724.0588 | 6602448.6748 | -3.5089 | 52939264.1465 | 23285740.686 | 48992980.2049 | 72278720.8909 | 6110589.3302 | 0
2022-10-01 | 84312714.93 | 21767590.0007 | 97405611.7351 | 119173201.7358 | 29018400.4018 | 232504317.0676 | 8.2691 | -9712457.3592 | -14534870.4684 | -7105307.0528 | -31352634.8805 | -1.1151 | -30785092.8805 | 74630803.2191 | 21864409.1178 | 82819634.7284 | 104684043.8462 | 22501196.239 | -96819.1171 | 74600353.6068 | 21864713.6139 | 82773761.8307 | 104638475.4446 | 22480699.6319 | -304.4961 | 74600257.8427 | 21864714.5716 | 82773617.5604 | 104638332.132 | 22480635.17 | -0.95764 | 74600257.5708 | 21864714.1178 | 82773617.1496 | 104638331.2674 | 21913093.3489 | 0
2022-11-01 | 89636518.65 | 23720595.0735 | 106144918.8349 | 129865513.9084 | 33258666.8197 | 252760699.3781 | 8.4557 | 78572711.9578 | 117585503.6904 | 52229810.3197 | 248388025.968 | 8.3094 | 249048015.968 | 167962119.6719 | 22937339.0633 | 224143868.8005 | 247081207.8638 | 85982131.8001 | 783256.0102 | 168208453.6871 | 22934875.7231 | 224514975.4982 | 247449851.2213 | 86147947.0975 | 2463.3402 | 168209228.4076 | 22934867.9759 | 224516142.6287 | 247451010.6047 | 86148468.5866 | 7.7472 | 168209230.6078 | 22934871.6465 | 224516145.9523 | 247451017.5988 | 85488477.1394 | 0
2022-12-01 | 85164649.44 | 22075560.6156 | 98783718.6427 | 120859279.2583 | 29879740.0565 | 235903668.7548 | 8.3062 | 13529133.7176 | 20246596.5988 | 8434181.7312 | 42209912.0476 | 1.4862 | 42882622.0476 | 98651234.074 | 21940694.7693 | 119101504.9688 | 141042199.7381 | 38957991.144 | 134865.8463 | 98693649.3826 | 21940270.6162 | 119165404.4068 | 141105675.023 | 38986542.2436 | 424.1531 | 98693782.7788 | 21940269.2822 | 119165605.3706 | 141105874.6528 | 38986632.0368 | 1.334 | 98693783.1576 | 21940269.9142 | 119165605.9428 | 141105875.8571 | 38313921.7877 | 0

## Technical Paramenter
Pérdidas | 1er Cálculo | Iteraciones | Final
Transmisión (PLT) | 0.03 | 0.3145 | 0.284
Distribución P.(PLLD) | 0.0452 | 0.4738 | 0.429
Subestaciones(PLXD) | 0.01 | 0.01 | 0.105
Secundaria(PLS) | 0.0202 | 0.2117