## Cover Page
LUMA Improvement III: IRP Outputs
Prepared for:
Tab Name | Tab Description
Island by FY | Historical and forecast results with estimated class peak based on estimated class demand profiles by Fiscal Year
Island by FY and Class | Forecast results by Fiscal Year and customer class
Island by FY, Month, and Class | Forecast results by Fiscal Year, calendar month, and customer class
TPA by FY and Class | Forecast results by TPA, Fiscal Year, and customer class
Class and System Peak by FY | System peak demand and coincident demand contribution from each class.
Comparisons to Previous High | Comparisons of system peak, aggregate generation demand, and class-level generation demand between the updated and prior high scenario.

## Island by FY
Fiscal Year | Results Type | TWh at Generator | TWh at Meter | Peak MW at Generator
2025 | Forecast | 20.2323 | 17.1096 | 3520.1252
2026 | Forecast | 20.3192 | 17.1847 | 3535.6935
2027 | Forecast | 20.4283 | 17.2795 | 3551.0409
2028 | Forecast | 20.559 | 17.3934 | 3575.8034
2029 | Forecast | 20.6328 | 17.4572 | 3597.2442
2030 | Forecast | 20.6815 | 17.4989 | 3619.2331
2031 | Forecast | 20.7028 | 17.5167 | 3619.6403
2032 | Forecast | 20.7102 | 17.5224 | 3621.6186
2033 | Forecast | 20.7084 | 17.5202 | 3627.2584
2034 | Forecast | 20.7118 | 17.5228 | 3633.1555
2035 | Forecast | 20.7047 | 17.5165 | 3643.7178
2036 | Forecast | 20.6426 | 17.4617 | 3653.1414
2037 | Forecast | 20.5559 | 17.3852 | 3633.1184
2038 | Forecast | 20.4862 | 17.3238 | 3629.7014
2039 | Forecast | 20.4245 | 17.2697 | 3626.889
2040 | Forecast | 20.3732 | 17.2247 | 3625.6711
2041 | Forecast | 20.355 | 17.209 | 3640.4971
2042 | Forecast | 20.3022 | 17.1625 | 3635.0247
2043 | Forecast | 20.2282 | 17.0974 | 3624.3352
2044 | Forecast | 20.1761 | 17.0517 | 3623.6521
2045 | Forecast | 20.1212 | 17.0033 | 3622.6192
2046 | Forecast | 20.0633 | 16.9522 | 3626.1205
2047 | Forecast | 20.0096 | 16.9048 | 3633.0102
2048 | Forecast | 19.959 | 16.8601 | 3624.426
2049 | Forecast | 19.9027 | 16.8101 | 3618.8508
2050 | Forecast | 19.8436 | 16.7577 | 3617.8361

## Island by FY and Class
Fiscal Year | GWh at Generator (Residential) | GWh at Generator (Commercial) | GWh at Generator (Industrial) | GWh at Generator (Public Lighting) | GWh at Generator (Agriculture) | GWh at Generator (Other Authorities) | GWh at Meter (Residential) | GWh at Meter (Commercial) | GWh at Meter (Industrial) | GWh at Meter (Public Lighting) | GWh at Meter (Agriculture) | GWh at Meter (Other Authorities) | Peak MW at Generator (Residential) | Peak MW at Generator (Commercial) | Peak MW at Generator (Industrial) | Peak MW at Generator (Public Lighting) | Peak MW at Generator (Agriculture) | Peak MW at Generator (Other Authorities)
2025 | 8566.578 | 9268.4925 | 1970.0262 | 357.5174 | 29.3183 | 40.3429 | 6947.052 | 7963.0864 | 1847.603 | 290.0556 | 23.7756 | 38.07 | 1886.5785 | 1713.5134 | 312.2914 | 140.6241 | 7.9933 | 6.9616
2026 | 8588.3904 | 9314.282 | 1988.2083 | 358.4971 | 29.3988 | 40.4532 | 6964.7407 | 8002.4267 | 1864.6553 | 290.8505 | 23.8409 | 38.1741 | 1898.1479 | 1717.0117 | 314.4464 | 141.8828 | 7.0971 | 6.9806
2027 | 8609.601 | 9376.9454 | 2014.562 | 357.5183 | 29.3186 | 40.3424 | 6981.9414 | 8056.2645 | 1889.3713 | 290.0564 | 23.7759 | 38.0695 | 1906.5537 | 1724.426 | 316.7354 | 137.5025 | 7.0777 | 6.9936
2028 | 8629.818 | 9454.0931 | 2047.9143 | 357.5178 | 29.3187 | 40.3413 | 6998.3363 | 8122.5464 | 1920.651 | 290.056 | 23.776 | 38.0685 | 1914.5518 | 1731.4526 | 321.7153 | 137.5025 | 7.0967 | 7.0556
2029 | 8647.4479 | 9494.721 | 2063.4759 | 357.5197 | 29.3183 | 40.3426 | 7012.6332 | 8157.4522 | 1935.2455 | 290.0575 | 23.7756 | 38.0697 | 1919.3067 | 1756.2726 | 327.2186 | 140.6241 | 7.9933 | 6.9936
2030 | 8662.8663 | 9519.1244 | 2071.1916 | 358.4974 | 29.3987 | 40.4533 | 7025.1368 | 8178.4185 | 1942.4818 | 290.8507 | 23.8408 | 38.1742 | 1925.5137 | 1771.8159 | 331.0757 | 141.0094 | 7.9888 | 6.9806
2031 | 8674.9433 | 9528.9185 | 2071.7927 | 357.5173 | 29.3183 | 40.3428 | 7034.9306 | 8186.8331 | 1943.0455 | 290.0556 | 23.7756 | 38.0699 | 1934.378 | 1764.8629 | 328.9896 | 140.6241 | 7.9933 | 6.9616
2032 | 8683.4308 | 9530.9498 | 2068.6209 | 357.5176 | 29.3185 | 40.3426 | 7041.8135 | 8188.5783 | 1940.0708 | 290.0558 | 23.7758 | 38.0698 | 1944.4452 | 1758.2221 | 326.6338 | 141.4951 | 7.0777 | 6.9616
2033 | 8688.6991 | 9529.0335 | 2063.5323 | 357.5177 | 29.3187 | 40.3413 | 7046.0858 | 8186.9319 | 1935.2984 | 290.0559 | 23.776 | 38.0685 | 1950.7175 | 1749.8384 | 324.8817 | 137.5025 | 7.0967 | 7.0556
2034 | 8689.9438 | 9532.5201 | 2060.9845 | 358.5018 | 29.3987 | 40.4527 | 7047.0952 | 8189.9275 | 1932.909 | 290.8543 | 23.8408 | 38.1736 | 1956.3879 | 1759.7684 | 325.2604 | 141.8828 | 7.1413 | 7.0749
2035 | 8688.0278 | 9532.7091 | 2056.8282 | 357.5195 | 29.3183 | 40.3426 | 7045.5414 | 8190.0899 | 1929.011 | 290.0574 | 23.7756 | 38.0697 | 1958.2216 | 1769.441 | 326.8736 | 140.6241 | 7.9933 | 6.9936
2036 | 8683.1749 | 9496.9885 | 2035.2486 | 357.5178 | 29.3184 | 40.3428 | 7041.606 | 8159.4003 | 1908.7724 | 290.056 | 23.7757 | 38.0699 | 1961.4864 | 1776.9418 | 327.0891 | 140.6241 | 7.9933 | 6.9616
2037 | 8676.389 | 9446.0346 | 2006.2625 | 357.5174 | 29.3185 | 40.3426 | 7036.103 | 8115.6229 | 1881.5875 | 290.0557 | 23.7758 | 38.0698 | 1970.949 | 1750.6685 | 318.1062 | 141.4951 | 7.0777 | 6.9616
2038 | 8668.6957 | 9406.3652 | 1982.74 | 358.4975 | 29.399 | 40.4529 | 7029.8642 | 8081.5406 | 1859.5268 | 290.8508 | 23.8411 | 38.1738 | 1975.3191 | 1744.734 | 314.4288 | 137.8792 | 7.0971 | 7.0128
2039 | 8660.4462 | 9374.1232 | 1962.7937 | 357.5173 | 29.3187 | 40.3413 | 7023.1742 | 8053.8397 | 1840.82 | 290.0556 | 23.776 | 38.0685 | 1979.5588 | 1731.2695 | 310.3251 | 137.5025 | 7.0967 | 7.0556
2040 | 8651.9418 | 9348.2305 | 1945.8604 | 357.5221 | 29.3184 | 40.3422 | 7016.2776 | 8031.5938 | 1824.939 | 290.0594 | 23.7757 | 38.0694 | 1983.7451 | 1736.3966 | 308.6111 | 141.4951 | 7.9933 | 7.0556
2041 | 8643.8638 | 9344.3728 | 1939.6077 | 357.5176 | 29.3184 | 40.3428 | 7009.7268 | 8028.2795 | 1819.0748 | 290.0559 | 23.7757 | 38.07 | 1983.0748 | 1752.8276 | 311.0163 | 140.6241 | 7.967 | 6.9616
2042 | 8636.3037 | 9316.0951 | 1921.4999 | 358.4965 | 29.3987 | 40.4533 | 7003.5958 | 8003.9845 | 1802.0924 | 290.85 | 23.8408 | 38.1742 | 1988.8511 | 1742.7325 | 307.5716 | 141.0094 | 8.0152 | 6.9806
2043 | 8628.6989 | 9275.102 | 1897.2149 | 357.5172 | 29.3185 | 40.3427 | 6997.4288 | 7968.765 | 1779.3165 | 290.0555 | 23.7758 | 38.0698 | 1996.7994 | 1727.1997 | 301.3051 | 141.4951 | 7.0777 | 6.9616
2044 | 8621.3325 | 9247.9776 | 1879.6452 | 357.5178 | 29.3187 | 40.3424 | 6991.455 | 7945.4609 | 1762.8386 | 290.0559 | 23.7759 | 38.0695 | 2001.2326 | 1723.8716 | 298.7427 | 137.5025 | 7.0777 | 6.9936
2045 | 8614.7548 | 9218.4392 | 1860.8461 | 357.5219 | 29.3184 | 40.3422 | 6986.1208 | 7920.0828 | 1745.2077 | 290.0593 | 23.7757 | 38.0694 | 2005.8317 | 1720.1119 | 295.9845 | 141.4951 | 7.1218 | 7.0556
2046 | 8609.19 | 9185.4422 | 1840.3393 | 358.4987 | 29.3987 | 40.4532 | 6981.608 | 7891.7332 | 1725.9753 | 290.8518 | 23.8408 | 38.1741 | 2007.3254 | 1723.5557 | 294.6848 | 141.0094 | 8.0152 | 7.0128
2047 | 8604.8798 | 9155.9753 | 1821.5433 | 357.5175 | 29.3184 | 40.3429 | 6978.1127 | 7866.4165 | 1708.3473 | 290.0557 | 23.7757 | 38.07 | 2010.8563 | 1729.0972 | 293.8453 | 140.6241 | 7.967 | 6.9616
2048 | 8601.6264 | 9127.1885 | 1803.0505 | 357.5168 | 29.3184 | 40.3429 | 6975.4743 | 7841.6841 | 1691.0037 | 290.0552 | 23.7757 | 38.07 | 2017.6736 | 1715.7388 | 288.9933 | 140.6241 | 7.0777 | 6.9616
2049 | 8599.4615 | 9093.7133 | 1782.2982 | 357.5175 | 29.3187 | 40.3424 | 6973.7187 | 7812.9237 | 1671.541 | 290.0558 | 23.776 | 38.0695 | 2026.5363 | 1703.543 | 284.2269 | 137.5025 | 7.0777 | 6.9936
2050 | 8597.7705 | 9057.3937 | 1760.1279 | 358.4962 | 29.3991 | 40.4519 | 6972.3475 | 7781.7195 | 1650.7484 | 290.8498 | 23.8411 | 38.1728 | 2032.1795 | 1700.4574 | 280.0795 | 137.8792 | 7.1161 | 7.0749
Fiscal Year | Residential (GWh) | Commercial (GWh) | Industrial (GWh) | Public Lighting (GWh) | Agriculture (GWh) | Others (GWh) | Total (GWh)
2024
2025 | 8566.578 | 9268.4925 | 1970.0262 | 357.5174 | 29.3183 | 40.3429 | 20232.2752
2026 | 8588.3904 | 9314.282 | 1988.2083 | 358.4971 | 29.3988 | 40.4532 | 20319.2298
2027 | 8609.601 | 9376.9454 | 2014.562 | 357.5183 | 29.3186 | 40.3424 | 20428.2877
2028 | 8629.818 | 9454.0931 | 2047.9143 | 357.5178 | 29.3187 | 40.3413 | 20559.0032
2029 | 8647.4479 | 9494.721 | 2063.4759 | 357.5197 | 29.3183 | 40.3426 | 20632.8253
2030 | 8662.8663 | 9519.1244 | 2071.1916 | 358.4974 | 29.3987 | 40.4533 | 20681.5318
2031 | 8674.9433 | 9528.9185 | 2071.7927 | 357.5173 | 29.3183 | 40.3428 | 20702.8328
2032 | 8683.4308 | 9530.9498 | 2068.6209 | 357.5176 | 29.3185 | 40.3426 | 20710.1802
2033 | 8688.6991 | 9529.0335 | 2063.5323 | 357.5177 | 29.3187 | 40.3413 | 20708.4426
2034 | 8689.9438 | 9532.5201 | 2060.9845 | 358.5018 | 29.3987 | 40.4527 | 20711.8016
2035 | 8688.0278 | 9532.7091 | 2056.8282 | 357.5195 | 29.3183 | 40.3426 | 20704.7455
2036 | 8683.1749 | 9496.9885 | 2035.2486 | 357.5178 | 29.3184 | 40.3428 | 20642.591
2037 | 8676.389 | 9446.0346 | 2006.2625 | 357.5174 | 29.3185 | 40.3426 | 20555.8647
2038 | 8668.6957 | 9406.3652 | 1982.74 | 358.4975 | 29.399 | 40.4529 | 20486.1503
2039 | 8660.4462 | 9374.1232 | 1962.7937 | 357.5173 | 29.3187 | 40.3413 | 20424.5405
2040 | 8651.9418 | 9348.2305 | 1945.8604 | 357.5221 | 29.3184 | 40.3422 | 20373.2154
2041 | 8643.8638 | 9344.3728 | 1939.6077 | 357.5176 | 29.3184 | 40.3428 | 20355.0232
2042 | 8636.3037 | 9316.0951 | 1921.4999 | 358.4965 | 29.3987 | 40.4533 | 20302.2473
2043 | 8628.6989 | 9275.102 | 1897.2149 | 357.5172 | 29.3185 | 40.3427 | 20228.1943
2044 | 8621.3325 | 9247.9776 | 1879.6452 | 357.5178 | 29.3187 | 40.3424 | 20176.134

## Island by FY, Month, and Class
Calendar Year | Fiscal Year | Month | Moody Scenario | Weather Scenario | GWh at Generator (Residential) | GWh at Generator (Commercial) | GWh at Generator (Industrial) | GWh at Generator (Public Lighting) | GWh at Generator (Agriculture) | GWh at Generator (Other Authorities) | GWh at Meter (Residential) | GWh at Meter (Commercial) | GWh at Meter (Industrial) | GWh at Meter (Public Lighting) | GWh at Meter (Agriculture) | GWh at Meter (Other Authorities) | Peak MW at Generator (Residential) | Peak MW at Generator (Commercial) | Peak MW at Generator (Industrial) | Peak MW at Generator (Public Lighting) | Peak MW at Generator (Agriculture) | Peak MW at Generator (Other Authorities)
2024 | 2025 | 7 | modified_high | Extreme Weather | 877.2009 | 815.1756 | 167.7028 | 30.2025 | 2.854 | 3.5906 | 711.3646 | 700.3635 | 157.2813 | 24.5035 | 2.3145 | 3.3883 | 1587.1914 | 1517.5128 | 274.7714 | 106.6978 | 7.0777 | 5.991
2024 | 2025 | 8 | modified_high | Extreme Weather | 810.3372 | 801.8658 | 180.3763 | 28.913 | 2.5124 | 3.5059 | 657.1416 | 688.9283 | 169.1672 | 23.4573 | 2.0374 | 3.3084 | 1545.1805 | 1556.2948 | 299.412 | 129.0251 | 6.1699 | 6.0274
2024 | 2025 | 9 | modified_high | Extreme Weather | 885.8133 | 824.5929 | 170.046 | 27.9102 | 2.434 | 3.5244 | 718.3488 | 708.4544 | 159.4788 | 22.6437 | 1.9739 | 3.3258 | 1886.5785 | 1713.5134 | 312.2914 | 117.1779 | 6.301 | 6.8898
2024 | 2025 | 10 | modified_high | Extreme Weather | 861.552 | 847.9431 | 173.5224 | 30.4543 | 2.7142 | 3.6611 | 698.6741 | 728.5159 | 162.7393 | 24.7077 | 2.2011 | 3.4548 | 1639.5633 | 1658.3864 | 294.8553 | 108.7321 | 6.669 | 6.9616
2024 | 2025 | 11 | modified_high | Extreme Weather | 647.433 | 773.8606 | 168.686 | 27.3194 | 2.4229 | 3.5146 | 525.0347 | 664.8674 | 158.2034 | 22.1643 | 1.9648 | 3.3166 | 1243.1122 | 1568.8195 | 299.5072 | 100.6905 | 6.3498 | 6.6625
2024 | 2025 | 12 | modified_high | Extreme Weather | 609.2174 | 756.1312 | 164.9094 | 31.1392 | 2.2699 | 3.402 | 494.0438 | 649.6351 | 154.6615 | 25.2634 | 1.8408 | 3.2103 | 1151.8999 | 1479.3299 | 291.7727 | 108.9228 | 5.679 | 6.3937
2025 | 2025 | 1 | modified_high | Extreme Weather | 593.8683 | 689.6685 | 134.1926 | 33.6859 | 2.3418 | 3.3407 | 481.5965 | 592.5333 | 125.8535 | 27.3295 | 1.8991 | 3.1525 | 1090.9822 | 1275.8928 | 227.7718 | 140.6241 | 6.9378 | 5.9704
2025 | 2025 | 2 | modified_high | Extreme Weather | 511.8179 | 652.613 | 143.2635 | 29.8684 | 1.9828 | 2.7446 | 415.0578 | 560.6968 | 134.3607 | 24.2324 | 1.6079 | 2.5899 | 1103.6903 | 1330.9908 | 253.6644 | 127.3356 | 5.4391 | 5.2637
2025 | 2025 | 3 | modified_high | Extreme Weather | 585.4495 | 753.5219 | 172.0089 | 30.7767 | 2.3614 | 2.9224 | 474.7693 | 647.3933 | 161.3197 | 24.9693 | 1.915 | 2.7578 | 1166.3998 | 1449.8789 | 287.1488 | 107.7597 | 5.3392 | 5.3001
2025 | 2025 | 4 | modified_high | Extreme Weather | 599.1644 | 741.995 | 155.3232 | 30.2767 | 2.3766 | 2.8103 | 485.8914 | 637.4899 | 145.6709 | 24.5636 | 1.9273 | 2.652 | 1234.0515 | 1426.7951 | 258.5684 | 114.5095 | 6.0478 | 4.9661
2025 | 2025 | 5 | modified_high | Extreme Weather | 710.753 | 793.3329 | 170.5053 | 29.9297 | 2.3203 | 3.7347 | 576.384 | 681.5972 | 159.9096 | 24.2821 | 1.8817 | 3.5243 | 1390.6628 | 1546.5382 | 282.0252 | 108.8398 | 6.7062 | 6.809
2025 | 2025 | 6 | modified_high | Extreme Weather | 873.9712 | 817.7921 | 169.4897 | 27.0415 | 2.728 | 3.5916 | 708.7455 | 702.6114 | 158.9571 | 21.9389 | 2.2123 | 3.3892 | 1733.0252 | 1607.7782 | 289.0301 | 121.6394 | 7.9933 | 6.6531
2025 | 2026 | 7 | modified_high | Extreme Weather | 880.205 | 821.8926 | 170.8129 | 30.2853 | 2.8618 | 3.6004 | 713.8008 | 706.1345 | 160.1981 | 24.5706 | 2.3208 | 3.3976 | 1592.627 | 1530.0171 | 279.867 | 106.9901 | 7.0971 | 6.0074
2025 | 2026 | 8 | modified_high | Extreme Weather | 812.45 | 808.2322 | 183.0681 | 28.9922 | 2.5193 | 3.5155 | 658.855 | 694.398 | 171.6917 | 23.5215 | 2.043 | 3.3175 | 1544.1227 | 1572.6512 | 304.3764 | 128.7993 | 6.1717 | 6.0478
2025 | 2026 | 9 | modified_high | Extreme Weather | 890.1864 | 830.3758 | 172.311 | 27.9869 | 2.4409 | 3.5339 | 721.8951 | 713.4228 | 161.6031 | 22.7059 | 1.9794 | 3.3348 | 1898.1479 | 1717.0117 | 314.4464 | 117.1408 | 6.3584 | 6.8772
2025 | 2026 | 10 | modified_high | Extreme Weather | 866.3348 | 853.4432 | 175.3776 | 30.5377 | 2.7217 | 3.6711 | 702.5527 | 733.2413 | 164.4792 | 24.7754 | 2.2071 | 3.4643 | 1648.6651 | 1669.1433 | 298.0077 | 109.03 | 6.6872 | 6.9806
2025 | 2026 | 11 | modified_high | Extreme Weather | 647.6943 | 777.8817 | 170.2936 | 27.3942 | 2.4295 | 3.5242 | 525.2466 | 668.3222 | 159.711 | 22.2251 | 1.9702 | 3.3257 | 1244.4903 | 1589.632 | 305.3406 | 102.0155 | 6.3879 | 6.7511
2025 | 2026 | 12 | modified_high | Extreme Weather | 609.4609 | 760.8131 | 166.2694 | 31.2245 | 2.2761 | 3.4113 | 494.2413 | 653.6576 | 155.9369 | 25.3326 | 1.8458 | 3.2191 | 1150.5959 | 1477.2073 | 291.055 | 108.3193 | 5.6709 | 6.3514
2026 | 2026 | 1 | modified_high | Extreme Weather | 594.105 | 692.2023 | 135.305 | 33.7782 | 2.3482 | 3.3499 | 481.7885 | 594.7101 | 126.8967 | 27.4044 | 1.9043 | 3.1611 | 1093.2899 | 1288.6983 | 231.5756 | 141.8828 | 6.9901 | 6.0317
2026 | 2026 | 2 | modified_high | Extreme Weather | 512.017 | 653.9161 | 144.2872 | 29.9503 | 1.9882 | 2.7521 | 415.2193 | 561.8164 | 135.3208 | 24.2988 | 1.6123 | 2.597 | 1104.1196 | 1333.6484 | 255.4769 | 127.6845 | 5.454 | 5.2782
2026 | 2026 | 3 | modified_high | Extreme Weather | 585.5966 | 755.8896 | 172.9439 | 30.861 | 2.3678 | 2.9305 | 474.8886 | 649.4275 | 162.1966 | 25.0377 | 1.9202 | 2.7654 | 1170.0964 | 1448.1947 | 287.4108 | 108.2641 | 5.3559 | 5.2981
2026 | 2026 | 4 | modified_high | Extreme Weather | 599.3086 | 744.1474 | 156.1695 | 30.3596 | 2.3831 | 2.818 | 486.0083 | 639.3392 | 146.4647 | 24.6309 | 1.9326 | 2.6593 | 1234.3486 | 1430.9341 | 259.9773 | 114.8232 | 6.0644 | 4.9797
2026 | 2026 | 5 | modified_high | Extreme Weather | 713.6803 | 795.2102 | 171.2458 | 30.0117 | 2.3267 | 3.7449 | 578.7578 | 683.2101 | 160.6041 | 24.3487 | 1.8868 | 3.5339 | 1393.6149 | 1557.2345 | 284.5267 | 109.144 | 6.7396 | 6.8431
2026 | 2026 | 6 | modified_high | Extreme Weather | 877.3515 | 820.2776 | 170.1244 | 27.1155 | 2.7355 | 3.6014 | 711.4867 | 704.7469 | 159.5524 | 21.999 | 2.2183 | 3.3985 | 1745.7581 | 1607.5223 | 289.2634 | 122.6304 | 6.3178 | 6.664
2026 | 2027 | 7 | modified_high | Extreme Weather | 883.0902 | 823.4545 | 171.4217 | 30.2025 | 2.854 | 3.5906 | 716.1405 | 707.4764 | 160.7691 | 24.5035 | 2.3145 | 3.3883 | 1597.8473 | 1532.9246 | 280.8646 | 106.6978 | 7.0777 | 5.991
2026 | 2027 | 8 | modified_high | Extreme Weather | 814.454 | 811.0271 | 184.0257 | 28.913 | 2.5124 | 3.5059 | 660.4801 | 696.7993 | 172.5898 | 23.4573 | 2.0374 | 3.3084 | 1547.9315 | 1578.0895 | 305.9686 | 128.4474 | 6.1549 | 6.0313
2026 | 2027 | 9 | modified_high | Extreme Weather | 894.5646 | 834.1056 | 173.5843 | 27.9111 | 2.4344 | 3.5239 | 725.4457 | 716.6273 | 162.7973 | 22.6444 | 1.9741 | 3.3254 | 1906.5537 | 1724.426 | 316.7354 | 116.7821 | 6.5643 | 6.8559
2026 | 2027 | 10 | modified_high | Extreme Weather | 871.0498 | 858.5403 | 177.0328 | 30.4543 | 2.7142 | 3.6611 | 706.3764 | 737.6206 | 166.0314 | 24.7077 | 2.2011 | 3.4548 | 1657.2862 | 1689.3821 | 302.9714 | 109.4145 | 6.681 | 6.9936
2026 | 2027 | 11 | modified_high | Extreme Weather | 647.8739 | 782.5474 | 172.2115 | 27.3194 | 2.4229 | 3.5146 | 525.3922 | 672.3307 | 161.5098 | 22.1643 | 1.9648 | 3.3166 | 1243.9586 | 1586.4298 | 305.7668 | 100.6905 | 6.3498 | 6.6625
2026 | 2027 | 12 | modified_high | Extreme Weather | 609.634 | 767.2005 | 168.4501 | 31.1392 | 2.2699 | 3.402 | 494.3817 | 659.1454 | 157.9821 | 25.2634 | 1.8408 | 3.2103 | 1150.9228 | 1489.6091 | 294.8723 | 108.0234 | 5.6554 | 6.3341
2027 | 2027 | 1 | modified_high | Extreme Weather | 594.2829 | 697.4823 | 137.7485 | 33.6859 | 2.3418 | 3.3407 | 481.9328 | 599.2466 | 129.1884 | 27.3295 | 1.8991 | 3.1525 | 1068.8894 | 1297.0637 | 235.5729 | 137.5025 | 6.9834 | 5.8289
2027 | 2027 | 2 | modified_high | Extreme Weather | 512.1683 | 658.5312 | 146.9199 | 29.8684 | 1.9828 | 2.7446 | 415.3421 | 565.7814 | 137.7899 | 24.2324 | 1.6079 | 2.5899 | 1104.4461 | 1343.0608 | 260.1384 | 127.3356 | 5.4391 | 5.2637
2027 | 2027 | 3 | modified_high | Extreme Weather | 585.7072 | 762.1478 | 175.7658 | 30.7767 | 2.3614 | 2.9224 | 474.9783 | 654.8043 | 164.8432 | 24.9693 | 1.915 | 2.7578 | 1170.3174 | 1460.1847 | 292.1005 | 107.9683 | 5.3413 | 5.2836
2027 | 2027 | 4 | modified_high | Extreme Weather | 599.4278 | 750.7634 | 159.1806 | 30.2767 | 2.3766 | 2.8103 | 486.1049 | 645.0234 | 149.2887 | 24.5636 | 1.9273 | 2.652 | 1234.1893 | 1438.9794 | 264.4964 | 114.972 | 6.0434 | 4.9549
2027 | 2027 | 5 | modified_high | Extreme Weather | 716.6053 | 802.3393 | 174.5332 | 29.9297 | 2.3203 | 3.7347 | 581.1298 | 689.3351 | 163.6872 | 24.2821 | 1.8817 | 3.5243 | 1399.3266 | 1571.1951 | 289.9886 | 108.8458 | 6.7212 | 6.8244
2027 | 2027 | 6 | modified_high | Extreme Weather | 880.7429 | 828.8059 | 173.688 | 27.0415 | 2.728 | 3.5916 | 714.237 | 712.0741 | 162.8945 | 21.9389 | 2.2123 | 3.3892 | 1752.5064 | 1624.2354 | 295.3226 | 122.2954 | 6.3005 | 6.6458
2027 | 2028 | 7 | modified_high | Extreme Weather | 885.9679 | 830.9896 | 174.9276 | 30.2025 | 2.854 | 3.5906 | 718.4741 | 713.9502 | 164.0571 | 24.5035 | 2.3145 | 3.3883 | 1603.5823 | 1555.5239 | 288.4821 | 106.8869 | 7.0967 | 6.0157
2027 | 2028 | 8 | modified_high | Extreme Weather | 816.435 | 818.881 | 187.4357 | 28.913 | 2.5124 | 3.5059 | 662.0866 | 703.547 | 175.7879 | 23.4573 | 2.0374 | 3.3084 | 1556.808 | 1589.3188 | 311.13 | 129.0251 | 6.1699 | 6.0274
2027 | 2028 | 9 | modified_high | Extreme Weather | 898.9812 | 841.9435 | 176.8409 | 27.9106 | 2.4344 | 3.5229 | 729.0273 | 723.3613 | 165.8515 | 22.644 | 1.9742 | 3.3244 | 1914.5518 | 1731.4526 | 321.7153 | 116.7209 | 6.7842 | 6.8517
2027 | 2028 | 10 | modified_high | Extreme Weather | 875.7314 | 866.8694 | 180.251 | 30.4543 | 2.7142 | 3.6611 | 710.1729 | 744.7766 | 169.0497 | 24.7077 | 2.2011 | 3.4548 | 1667.0308 | 1716.6402 | 310.7167 | 110.3635 | 6.7006 | 7.0556
2027 | 2028 | 11 | modified_high | Extreme Weather | 647.9798 | 789.5749 | 175.2728 | 27.3194 | 2.4229 | 3.5146 | 525.4782 | 678.3685 | 164.3809 | 22.1643 | 1.9648 | 3.3166 | 1247.5717 | 1591.6485 | 309.4689 | 100.1791 | 6.3518 | 6.6369
2027 | 2028 | 12 | modified_high | Extreme Weather | 609.7193 | 775.0933 | 171.3545 | 31.1392 | 2.2699 | 3.402 | 494.4508 | 665.9265 | 160.7061 | 25.2634 | 1.8408 | 3.2103 | 1151.0837 | 1504.9339 | 299.9565 | 108.0234 | 5.6554 | 6.3341
2028 | 2028 | 1 | modified_high | Extreme Weather | 594.3588 | 703.3912 | 140.496 | 33.6859 | 2.3418 | 3.3407 | 481.9942 | 604.3232 | 131.7652 | 27.3295 | 1.8991 | 3.1525 | 1069.0258 | 1308.052 | 240.2716 | 137.5025 | 6.9834 | 5.8289
2028 | 2028 | 2 | modified_high | Extreme Weather | 512.2029 | 663.0329 | 149.5001 | 29.8684 | 1.9828 | 2.7446 | 415.3701 | 569.6491 | 140.2097 | 24.2324 | 1.6079 | 2.5899 | 1067.9732 | 1304.8942 | 255.5188 | 123.0633 | 5.249 | 5.0842
2028 | 2028 | 3 | modified_high | Extreme Weather | 585.6862 | 767.5633 | 178.1786 | 30.7767 | 2.3614 | 2.9224 | 474.9613 | 659.4571 | 167.1061 | 24.9693 | 1.915 | 2.7578 | 1174.5873 | 1465.4008 | 295.0901 | 108.2351 | 5.2763 | 5.2728
2028 | 2028 | 4 | modified_high | Extreme Weather | 599.401 | 755.8021 | 161.4261 | 30.2767 | 2.3766 | 2.8103 | 486.0832 | 649.3524 | 151.3946 | 24.5636 | 1.9273 | 2.652 | 1231.7957 | 1469.6821 | 271.4271 | 114.3705 | 6.0545 | 4.9977
2028 | 2028 | 5 | modified_high | Extreme Weather | 719.3814 | 806.9913 | 176.6183 | 29.9297 | 2.3203 | 3.7347 | 583.3812 | 693.3319 | 165.6427 | 24.2821 | 1.8817 | 3.5243 | 1410.3123 | 1565.4833 | 290.7386 | 108.7738 | 6.6907 | 6.7917
2028 | 2028 | 6 | modified_high | Extreme Weather | 883.9731 | 833.9603 | 175.6127 | 27.0415 | 2.728 | 3.5916 | 716.8565 | 716.5025 | 164.6996 | 21.9389 | 2.2123 | 3.3892 | 1758.9338 | 1634.3367 | 298.5951 | 122.2954 | 6.3005 | 6.6458
2028 | 2029 | 7 | modified_high | Extreme Weather | 888.6799 | 834.9835 | 176.7152 | 30.2025 | 2.854 | 3.5906 | 720.6735 | 717.3816 | 165.7336 | 24.5035 | 2.3145 | 3.3883 | 1609.4587 | 1571.9192 | 293.3054 | 107.2386 | 7.1218 | 6.0404
2028 | 2029 | 8 | modified_high | Extreme Weather | 818.2488 | 823.1131 | 189.0871 | 28.913 | 2.5124 | 3.5059 | 663.5575 | 707.183 | 177.3367 | 23.4573 | 2.0374 | 3.3084 | 1566.2052 | 1593.6167 | 313.4952 | 129.6207 | 6.188 | 6.0264
2028 | 2029 | 9 | modified_high | Extreme Weather | 902.6744 | 846.4964 | 178.4465 | 27.9125 | 2.434 | 3.5241 | 732.0222 | 727.273 | 167.3573 | 22.6455 | 1.9738 | 3.3256 | 1919.3067 | 1756.2726 | 327.2186 | 116.9854 | 6.3026 | 6.8768
2028 | 2029 | 10 | modified_high | Extreme Weather | 880.264 | 871.4168 | 181.6301 | 30.4543 | 2.7142 | 3.6611 | 713.8486 | 748.6835 | 170.3431 | 24.7077 | 2.2011 | 3.4548 | 1674.8172 | 1714.7195 | 310.8392 | 109.4145 | 6.681 | 6.9936
2028 | 2029 | 11 | modified_high | Extreme Weather | 647.9108 | 793.0316 | 176.5997 | 27.3194 | 2.4229 | 3.5146 | 525.4222 | 681.3383 | 165.6253 | 22.1643 | 1.9648 | 3.3166 | 1247.4389 | 1598.6167 | 311.8117 | 100.1791 | 6.3518 | 6.6369
2028 | 2029 | 12 | modified_high | Extreme Weather | 609.6293 | 779.6399 | 172.6291 | 31.1392 | 2.2699 | 3.402 | 494.3779 | 669.8328 | 161.9014 | 25.2634 | 1.8408 | 3.2103 | 1155.7277 | 1532.1504 | 307.9109 | 109.9389 | 5.68 | 6.438
2029 | 2029 | 1 | modified_high | Extreme Weather | 594.2594 | 706.1581 | 141.7183 | 33.6859 | 2.3418 | 3.3407 | 481.9137 | 606.7003 | 132.9115 | 27.3295 | 1.8991 | 3.1525 | 1091.7006 | 1306.3986 | 240.5456 | 140.6241 | 6.9378 | 5.9704
2029 | 2029 | 2 | modified_high | Extreme Weather | 512.0617 | 664.6307 | 150.6742 | 29.8684 | 1.9828 | 2.7446 | 415.2556 | 571.0219 | 141.3108 | 24.2324 | 1.6079 | 2.5899 | 1104.2161 | 1355.5006 | 266.7857 | 127.3356 | 5.4391 | 5.2637
2029 | 2029 | 3 | modified_high | Extreme Weather | 585.4891 | 770.3263 | 179.3044 | 30.7767 | 2.3614 | 2.9224 | 474.8014 | 661.8309 | 168.1619 | 24.9693 | 1.915 | 2.7578 | 1166.4788 | 1482.2129 | 299.3279 | 107.7597 | 5.3392 | 5.3001
2029 | 2029 | 4 | modified_high | Extreme Weather | 599.1979 | 758.4338 | 162.5037 | 30.2767 | 2.3766 | 2.8103 | 485.9185 | 651.6134 | 152.4052 | 24.5636 | 1.9273 | 2.652 | 1234.1205 | 1458.4057 | 270.5218 | 114.5095 | 6.0478 | 4.9661
2029 | 2029 | 5 | modified_high | Extreme Weather | 721.9925 | 809.4177 | 177.623 | 29.9297 | 2.3203 | 3.7347 | 585.4986 | 695.4165 | 166.585 | 24.2821 | 1.8817 | 3.5243 | 1415.4311 | 1570.1901 | 292.3926 | 108.7738 | 6.6907 | 6.7917
2029 | 2029 | 6 | modified_high | Extreme Weather | 887.04 | 837.0732 | 176.5446 | 27.0415 | 2.728 | 3.5916 | 719.3436 | 719.1769 | 165.5736 | 21.9389 | 2.2123 | 3.3892 | 1758.9397 | 1645.6848 | 301.0607 | 121.6394 | 7.9933 | 6.6531
2029 | 2030 | 7 | modified_high | Extreme Weather | 891.218 | 837.1922 | 177.6364 | 30.2853 | 2.8618 | 3.6004 | 722.7317 | 719.2792 | 166.5975 | 24.5706 | 2.3208 | 3.3976 | 1613.085 | 1567.1347 | 292.9493 | 107.1798 | 7.1161 | 6.0322
2029 | 2030 | 8 | modified_high | Extreme Weather | 819.881 | 825.7441 | 189.9603 | 28.9922 | 2.5193 | 3.5155 | 664.8811 | 709.4435 | 178.1556 | 23.5215 | 2.043 | 3.3175 | 1569.3293 | 1598.7106 | 314.9428 | 129.9758 | 6.205 | 6.0429
2029 | 2030 | 9 | modified_high | Extreme Weather | 906.5129 | 849.3886 | 179.2892 | 27.9872 | 2.4407 | 3.534 | 735.1351 | 729.7578 | 168.1477 | 22.7061 | 1.9793 | 3.3349 | 1925.5137 | 1771.8159 | 331.0757 | 117.6699 | 6.329 | 6.9315
2029 | 2030 | 10 | modified_high | Extreme Weather | 884.6205 | 874.7326 | 182.4071 | 30.5377 | 2.7217 | 3.6711 | 717.3815 | 751.5323 | 171.0718 | 24.7754 | 2.2071 | 3.4643 | 1683.4635 | 1710.7806 | 309.9524 | 109.03 | 6.6872 | 6.9806
2029 | 2030 | 11 | modified_high | Extreme Weather | 647.6334 | 795.2408 | 177.319 | 27.3942 | 2.4295 | 3.5242 | 525.1972 | 683.2363 | 166.2999 | 22.2251 | 1.9702 | 3.3257 | 1246.9047 | 1603.0699 | 313.0817 | 100.4536 | 6.3692 | 6.6551
2029 | 2030 | 12 | modified_high | Extreme Weather | 609.3245 | 782.9365 | 173.2907 | 31.2245 | 2.2761 | 3.4113 | 494.1307 | 672.6651 | 162.5219 | 25.3326 | 1.8458 | 3.2191 | 1155.1498 | 1538.6289 | 309.091 | 110.2401 | 5.6955 | 6.4556
2030 | 2030 | 1 | modified_high | Extreme Weather | 593.9389 | 707.6521 | 142.3222 | 33.7782 | 2.3482 | 3.3499 | 481.6537 | 607.984 | 133.4779 | 27.4044 | 1.9043 | 3.1611 | 1091.1118 | 1309.1627 | 241.5705 | 141.0094 | 6.9568 | 5.9867
2030 | 2030 | 2 | modified_high | Extreme Weather | 511.6926 | 664.9441 | 151.2277 | 29.9503 | 1.9882 | 2.7521 | 414.9562 | 571.2911 | 141.8299 | 24.2988 | 1.6123 | 2.597 | 1103.4201 | 1356.1397 | 267.7658 | 127.6845 | 5.454 | 5.2782
2030 | 2030 | 3 | modified_high | Extreme Weather | 585.0571 | 771.8063 | 179.8076 | 30.861 | 2.3678 | 2.9305 | 474.4511 | 663.1025 | 168.6338 | 25.0377 | 1.9202 | 2.7654 | 1165.6182 | 1485.0606 | 300.1678 | 108.055 | 5.3539 | 5.3146
2030 | 2030 | 4 | modified_high | Extreme Weather | 598.7536 | 759.7785 | 162.9564 | 30.3596 | 2.3831 | 2.818 | 485.5582 | 652.7687 | 152.8298 | 24.6309 | 1.9326 | 2.6593 | 1233.2055 | 1460.9914 | 271.2756 | 114.8232 | 6.0644 | 4.9797
2030 | 2030 | 5 | modified_high | Extreme Weather | 724.3674 | 810.6402 | 178.0431 | 30.0117 | 2.3267 | 3.7449 | 587.4245 | 696.4669 | 166.979 | 24.3487 | 1.8868 | 3.5339 | 1420.087 | 1572.5617 | 293.0841 | 109.0718 | 6.709 | 6.8103
2030 | 2030 | 6 | modified_high | Extreme Weather | 889.8663 | 839.0683 | 176.932 | 27.1155 | 2.7355 | 3.6014 | 721.6356 | 720.8911 | 165.937 | 21.999 | 2.2183 | 3.3985 | 1758.1421 | 1654.9772 | 302.5823 | 121.2283 | 7.9888 | 6.6663
2030 | 2031 | 7 | modified_high | Extreme Weather | 893.5055 | 838.1724 | 177.9611 | 30.2025 | 2.854 | 3.5906 | 724.5868 | 720.1213 | 166.9021 | 24.5035 | 2.3145 | 3.3883 | 1616.6927 | 1560.3231 | 291.579 | 106.6978 | 7.0777 | 5.991
2030 | 2031 | 8 | modified_high | Extreme Weather | 821.2557 | 827.1275 | 190.2265 | 28.913 | 2.5124 | 3.5059 | 665.9959 | 710.632 | 178.4053 | 23.4573 | 2.0374 | 3.3084 | 1566.0002 | 1605.3238 | 315.7626 | 129.0251 | 6.1699 | 6.0274
2030 | 2031 | 9 | modified_high | Extreme Weather | 910.1627 | 850.9769 | 179.4898 | 27.9101 | 2.434 | 3.5243 | 738.0949 | 731.1224 | 168.3358 | 22.6436 | 1.9739 | 3.3257 | 1934.378 | 1764.8629 | 328.9896 | 116.9306 | 6.3031 | 6.8735
2030 | 2031 | 10 | modified_high | Extreme Weather | 888.7266 | 876.7642 | 182.5565 | 30.4543 | 2.7142 | 3.6611 | 720.7114 | 753.2778 | 171.2119 | 24.7077 | 2.2011 | 3.4548 | 1691.2776 | 1714.754 | 310.2062 | 108.7321 | 6.669 | 6.9616
2030 | 2031 | 11 | modified_high | Extreme Weather | 647.0738 | 796.1855 | 177.4226 | 27.3194 | 2.4229 | 3.5146 | 524.7434 | 684.048 | 166.397 | 22.1643 | 1.9648 | 3.3166 | 1242.4224 | 1614.0779 | 315.0193 | 100.6905 | 6.3498 | 6.6625
2030 | 2031 | 12 | modified_high | Extreme Weather | 608.7318 | 785.0024 | 173.3485 | 31.1392 | 2.2699 | 3.402 | 493.65 | 674.44 | 162.5762 | 25.2634 | 1.8408 | 3.2103 | 1150.9818 | 1535.8148 | 306.704 | 108.9228 | 5.679 | 6.3937
2031 | 2031 | 1 | modified_high | Extreme Weather | 593.3249 | 707.9284 | 142.3343 | 33.6859 | 2.3418 | 3.3407 | 481.1559 | 608.2214 | 133.4892 | 27.3295 | 1.8991 | 3.1525 | 1089.984 | 1309.6738 | 241.591 | 140.6241 | 6.9378 | 5.9704
2031 | 2031 | 2 | modified_high | Extreme Weather | 511.0239 | 664.0572 | 151.2015 | 29.8684 | 1.9828 | 2.7446 | 414.414 | 570.5292 | 141.8054 | 24.2324 | 1.6079 | 2.5899 | 1101.9782 | 1354.331 | 267.7194 | 127.3356 | 5.4391 | 5.2637
2031 | 2031 | 3 | modified_high | Extreme Weather | 584.3197 | 772.1168 | 179.7431 | 30.7767 | 2.3614 | 2.9224 | 473.8531 | 663.3693 | 168.5733 | 24.9693 | 1.915 | 2.7578 | 1164.1489 | 1485.6581 | 300.0601 | 107.7597 | 5.3392 | 5.3001
2031 | 2031 | 4 | modified_high | Extreme Weather | 597.9981 | 759.9789 | 162.8537 | 30.2767 | 2.3766 | 2.8103 | 484.9456 | 652.9409 | 152.7335 | 24.5636 | 1.9273 | 2.652 | 1231.6494 | 1461.3767 | 271.1045 | 114.5095 | 6.0478 | 4.9661
2031 | 2031 | 5 | modified_high | Extreme Weather | 726.4369 | 810.7077 | 177.9022 | 29.9297 | 2.3203 | 3.7347 | 589.1028 | 696.5249 | 166.8468 | 24.2821 | 1.8817 | 3.5243 | 1421.35 | 1580.409 | 294.26 | 108.8398 | 6.7062 | 6.809
2031 | 2031 | 6 | modified_high | Extreme Weather | 892.3836 | 839.9006 | 176.753 | 27.0415 | 2.728 | 3.5916 | 723.6769 | 721.6061 | 165.769 | 21.9389 | 2.2123 | 3.3892 | 1769.5356 | 1651.2434 | 301.416 | 121.6394 | 7.9933 | 6.6531
2031 | 2032 | 7 | modified_high | Extreme Weather | 895.4816 | 838.0932 | 177.7714 | 30.2025 | 2.854 | 3.5906 | 726.1893 | 720.0533 | 166.7242 | 24.5035 | 2.3145 | 3.3883 | 1620.2682 | 1560.1757 | 291.2682 | 106.6978 | 7.0777 | 5.991
2031 | 2032 | 8 | modified_high | Extreme Weather | 822.3196 | 827.5646 | 190.0321 | 28.913 | 2.5124 | 3.5059 | 666.8587 | 711.0076 | 178.2229 | 23.4573 | 2.0374 | 3.3084 | 1562.8806 | 1610.268 | 315.9551 | 128.4474 | 6.1549 | 6.0313
2031 | 2032 | 9 | modified_high | Extreme Weather | 913.5514 | 851.6988 | 179.2814 | 27.9104 | 2.4342 | 3.5242 | 740.8429 | 731.7427 | 168.1404 | 22.6438 | 1.974 | 3.3256 | 1944.4452 | 1758.2221 | 326.6338 | 116.6086 | 6.3419 | 6.8448
2031 | 2032 | 10 | modified_high | Extreme Weather | 892.5449 | 878.0773 | 182.3525 | 30.4543 | 2.7142 | 3.6611 | 723.8078 | 754.4059 | 171.0206 | 24.7077 | 2.2011 | 3.4548 | 1698.5439 | 1717.322 | 309.8596 | 108.7321 | 6.669 | 6.9616
2031 | 2032 | 11 | modified_high | Extreme Weather | 646.2021 | 796.4681 | 177.2026 | 27.3194 | 2.4229 | 3.5146 | 524.0365 | 684.2908 | 166.1907 | 22.1643 | 1.9648 | 3.3166 | 1241.623 | 1627.614 | 317.7287 | 101.7368 | 6.3704 | 6.7327
2031 | 2032 | 12 | modified_high | Extreme Weather | 607.829 | 786.4765 | 173.1126 | 31.1392 | 2.2699 | 3.402 | 492.9179 | 675.7065 | 162.3549 | 25.2634 | 1.8408 | 3.2103 | 1147.515 | 1527.0356 | 303.034 | 108.0234 | 5.6554 | 6.3341
2032 | 2032 | 1 | modified_high | Extreme Weather | 592.403 | 707.6626 | 142.0823 | 33.6859 | 2.3418 | 3.3407 | 480.4082 | 607.993 | 133.2529 | 27.3295 | 1.8991 | 3.1525 | 1090.1578 | 1317.4813 | 243.1751 | 141.4951 | 6.971 | 6.0152
2032 | 2032 | 2 | modified_high | Extreme Weather | 510.0489 | 662.6465 | 150.9237 | 29.8684 | 1.9828 | 2.7446 | 413.6233 | 569.3171 | 141.5448 | 24.2324 | 1.6079 | 2.5899 | 1062.0837 | 1309.5045 | 258.9187 | 123.2608 | 5.2823 | 5.0937
2032 | 2032 | 3 | modified_high | Extreme Weather | 583.2775 | 771.9351 | 179.4395 | 30.7767 | 2.3614 | 2.9224 | 473.0079 | 663.2131 | 168.2886 | 24.9693 | 1.915 | 2.7578 | 1165.4625 | 1478.936 | 298.2057 | 107.9683 | 5.3413 | 5.2836
2032 | 2032 | 4 | modified_high | Extreme Weather | 596.9399 | 759.7128 | 162.5242 | 30.2767 | 2.3766 | 2.8103 | 484.0874 | 652.7123 | 152.4245 | 24.5636 | 1.9273 | 2.652 | 1229.067 | 1456.1326 | 270.0522 | 114.972 | 6.0434 | 4.9549
2032 | 2032 | 5 | modified_high | Extreme Weather | 728.2173 | 810.3209 | 177.5402 | 29.9297 | 2.3203 | 3.7347 | 590.5466 | 696.1925 | 166.5073 | 24.2821 | 1.8817 | 3.5243 | 1422.0016 | 1586.8251 | 294.9848 | 108.8458 | 6.7212 | 6.8244
2032 | 2032 | 6 | modified_high | Extreme Weather | 894.6157 | 840.2934 | 176.3584 | 27.0415 | 2.728 | 3.5916 | 725.4871 | 721.9437 | 165.399 | 21.9389 | 2.2123 | 3.3892 | 1780.1105 | 1646.7479 | 299.8631 | 122.2954 | 6.3005 | 6.6458
2032 | 2033 | 7 | modified_high | Extreme Weather | 897.1681 | 837.5859 | 177.3736 | 30.2025 | 2.854 | 3.5906 | 727.5569 | 719.6174 | 166.3511 | 24.5035 | 2.3145 | 3.3883 | 1623.8545 | 1567.8716 | 292.5159 | 106.8869 | 7.0967 | 6.0157
2032 | 2033 | 8 | modified_high | Extreme Weather | 823.0923 | 827.5674 | 189.6253 | 28.913 | 2.5124 | 3.5059 | 667.4853 | 711.01 | 177.8414 | 23.4573 | 2.0374 | 3.3084 | 1569.5024 | 1606.1777 | 314.7646 | 129.0251 | 6.1699 | 6.0274
2032 | 2033 | 9 | modified_high | Extreme Weather | 916.9551 | 851.7704 | 178.7741 | 27.9105 | 2.4344 | 3.5228 | 743.6032 | 731.8042 | 167.6646 | 22.6439 | 1.9742 | 3.3244 | 1950.7175 | 1749.8384 | 324.8817 | 116.5948 | 6.778 | 6.8441
2032 | 2033 | 10 | modified_high | Extreme Weather | 896.0903 | 878.9449 | 181.9277 | 30.4543 | 2.7142 | 3.6611 | 726.6829 | 755.1513 | 170.6222 | 24.7077 | 2.2011 | 3.4548 | 1705.7857 | 1740.5528 | 313.607 | 110.3635 | 6.7006 | 7.0556
2032 | 2033 | 11 | modified_high | Extreme Weather | 645.0308 | 796.3331 | 176.7777 | 27.3194 | 2.4229 | 3.5146 | 523.0866 | 684.1748 | 165.7922 | 22.1643 | 1.9648 | 3.3166 | 1241.8938 | 1605.2719 | 312.126 | 100.1791 | 6.3518 | 6.6369
2032 | 2033 | 12 | modified_high | Extreme Weather | 606.6263 | 787.5748 | 172.6875 | 31.1392 | 2.2699 | 3.402 | 491.9426 | 676.6501 | 161.9562 | 25.2634 | 1.8408 | 3.2103 | 1145.2445 | 1529.1682 | 302.2899 | 108.0234 | 5.6554 | 6.3341
2033 | 2033 | 1 | modified_high | Extreme Weather | 591.1812 | 707.0419 | 141.6571 | 33.6859 | 2.3418 | 3.3407 | 479.4174 | 607.4597 | 132.8541 | 27.3295 | 1.8991 | 3.1525 | 1063.3105 | 1314.841 | 242.2573 | 137.5025 | 6.9834 | 5.8289
2033 | 2033 | 2 | modified_high | Extreme Weather | 508.7733 | 660.9284 | 150.4993 | 29.8684 | 1.9828 | 2.7446 | 412.5888 | 567.841 | 141.1469 | 24.2324 | 1.6079 | 2.5899 | 1097.1249 | 1347.9497 | 266.4762 | 127.3356 | 5.4391 | 5.2637
2033 | 2033 | 3 | modified_high | Extreme Weather | 581.9342 | 771.5068 | 179.0159 | 30.7767 | 2.3614 | 2.9224 | 471.9185 | 662.8451 | 167.8914 | 24.9693 | 1.915 | 2.7578 | 1167.0626 | 1472.9294 | 296.4769 | 108.2351 | 5.2763 | 5.2728
2033 | 2033 | 4 | modified_high | Extreme Weather | 595.5803 | 759.2555 | 162.1015 | 30.2767 | 2.3766 | 2.8103 | 482.9849 | 652.3194 | 152.0281 | 24.5636 | 1.9273 | 2.652 | 1224.4988 | 1467.1643 | 270.9495 | 114.4056 | 6.0446 | 4.977
2033 | 2033 | 5 | modified_high | Extreme Weather | 729.7077 | 809.8373 | 177.1306 | 29.9297 | 2.3203 | 3.7347 | 591.7553 | 695.7771 | 166.1232 | 24.2821 | 1.8817 | 3.5243 | 1427.7497 | 1578.7122 | 292.9838 | 108.8398 | 6.7062 | 6.809
2033 | 2033 | 6 | modified_high | Extreme Weather | 896.5595 | 840.6871 | 175.9619 | 27.0415 | 2.728 | 3.5916 | 727.0634 | 722.2819 | 165.0271 | 21.9389 | 2.2123 | 3.3892 | 1783.9783 | 1647.5194 | 299.1889 | 122.2954 | 6.3005 | 6.6458
2033 | 2034 | 7 | modified_high | Extreme Weather | 898.5623 | 837.1306 | 177.0005 | 30.2853 | 2.8618 | 3.6004 | 728.6875 | 719.2263 | 166.0011 | 24.5706 | 2.3208 | 3.3976 | 1627.3562 | 1575.9614 | 293.7789 | 107.5324 | 7.1413 | 6.0569
2033 | 2034 | 8 | modified_high | Extreme Weather | 823.572 | 827.7039 | 189.2816 | 28.9922 | 2.5193 | 3.5155 | 667.8743 | 711.1272 | 177.5191 | 23.5215 | 2.043 | 3.3175 | 1576.3942 | 1602.5048 | 313.8176 | 129.9758 | 6.205 | 6.0429
2033 | 2034 | 9 | modified_high | Extreme Weather | 919.5536 | 852.4468 | 178.4988 | 27.9916 | 2.4407 | 3.5334 | 745.7104 | 732.3853 | 167.4064 | 22.7097 | 1.9793 | 3.3343 | 1956.3879 | 1759.7684 | 325.2604 | 116.8997 | 6.5049 | 6.8621
2033 | 2034 | 10 | modified_high | Extreme Weather | 899.3625 | 880.111 | 181.6429 | 30.5377 | 2.7217 | 3.6711 | 729.3365 | 756.1532 | 170.3551 | 24.7754 | 2.2071 | 3.4643 | 1712.0146 | 1742.8621 | 313.1161 | 110.6658 | 6.7189 | 7.0749
2033 | 2034 | 11 | modified_high | Extreme Weather | 643.5602 | 796.5515 | 176.5217 | 27.3942 | 2.4295 | 3.5242 | 521.894 | 684.3625 | 165.5522 | 22.2251 | 1.9702 | 3.3257 | 1239.0625 | 1605.7121 | 311.6741 | 100.4536 | 6.3692 | 6.6551
2033 | 2034 | 12 | modified_high | Extreme Weather | 605.1247 | 789.0954 | 172.4604 | 31.2245 | 2.2761 | 3.4113 | 490.7249 | 677.9565 | 161.7432 | 25.3326 | 1.8458 | 3.2191 | 1144.1616 | 1543.8226 | 305.1326 | 109.2212 | 5.6945 | 6.4113
2034 | 2034 | 1 | modified_high | Extreme Weather | 589.661 | 706.8913 | 141.4589 | 33.7782 | 2.3482 | 3.3499 | 478.1846 | 607.3303 | 132.6682 | 27.4044 | 1.9043 | 3.1611 | 1085.1119 | 1316.0453 | 242.1081 | 141.8828 | 6.9901 | 6.0317
2034 | 2034 | 2 | modified_high | Extreme Weather | 507.1994 | 659.7301 | 150.3297 | 29.9503 | 1.9882 | 2.7521 | 411.3125 | 566.8114 | 140.9878 | 24.2988 | 1.6123 | 2.597 | 1093.7309 | 1345.5058 | 266.1759 | 127.6845 | 5.454 | 5.2782
2034 | 2034 | 3 | modified_high | Extreme Weather | 580.2926 | 771.6615 | 178.875 | 30.861 | 2.3678 | 2.9305 | 470.5873 | 662.9781 | 167.7592 | 25.0377 | 1.9202 | 2.7654 | 1163.7705 | 1473.2249 | 296.2434 | 108.5316 | 5.2907 | 5.2872
2034 | 2034 | 4 | modified_high | Extreme Weather | 593.923 | 759.4388 | 161.9892 | 30.3596 | 2.3831 | 2.818 | 481.6408 | 652.4768 | 151.9227 | 24.6309 | 1.9326 | 2.6593 | 1220.5381 | 1476.7537 | 272.3738 | 114.6839 | 6.0711 | 5.0114
2034 | 2034 | 5 | modified_high | Extreme Weather | 730.9125 | 810.0079 | 177.0376 | 30.0117 | 2.3267 | 3.7449 | 592.7322 | 695.9236 | 166.0359 | 24.3487 | 1.8868 | 3.5339 | 1432.9183 | 1571.335 | 291.4289 | 109.0718 | 6.709 | 6.8103
2034 | 2034 | 6 | modified_high | Extreme Weather | 898.2202 | 841.7514 | 175.8882 | 27.1155 | 2.7355 | 3.6014 | 728.4101 | 723.1962 | 164.958 | 21.999 | 2.2183 | 3.3985 | 1787.2827 | 1649.605 | 299.0636 | 122.6304 | 6.3178 | 6.664
2034 | 2035 | 7 | modified_high | Extreme Weather | 899.6728 | 837.2333 | 176.8975 | 30.2025 | 2.854 | 3.5906 | 729.5882 | 719.3145 | 165.9046 | 24.5035 | 2.3145 | 3.3883 | 1629.3676 | 1576.1547 | 293.6081 | 107.2386 | 7.1218 | 6.0404
2034 | 2035 | 8 | modified_high | Extreme Weather | 823.7708 | 828.27 | 189.1447 | 28.913 | 2.5124 | 3.5059 | 668.0355 | 711.6137 | 177.3907 | 23.4573 | 2.0374 | 3.3084 | 1576.7747 | 1603.601 | 313.5905 | 129.6207 | 6.188 | 6.0264
2034 | 2035 | 9 | modified_high | Extreme Weather | 921.8865 | 853.4227 | 178.3787 | 27.9123 | 2.434 | 3.5241 | 747.6023 | 733.2238 | 167.2937 | 22.6454 | 1.9738 | 3.3256 | 1958.2216 | 1769.441 | 326.8736 | 116.8719 | 6.3035 | 6.8704
2034 | 2035 | 10 | modified_high | Extreme Weather | 902.3809 | 881.4518 | 181.438 | 30.4543 | 2.7142 | 3.6611 | 731.7842 | 757.3051 | 170.1629 | 24.7077 | 2.2011 | 3.4548 | 1716.8975 | 1734.4658 | 310.5105 | 109.4145 | 6.681 | 6.9936
2034 | 2035 | 11 | modified_high | Extreme Weather | 641.8131 | 796.782 | 176.2693 | 27.3194 | 2.4229 | 3.5146 | 520.4772 | 684.5605 | 165.3154 | 22.1643 | 1.9648 | 3.3166 | 1235.6988 | 1606.1768 | 311.2283 | 100.1791 | 6.3518 | 6.6369
2034 | 2035 | 12 | modified_high | Extreme Weather | 603.3506 | 790.4799 | 172.1604 | 31.1392 | 2.2699 | 3.402 | 489.2862 | 679.146 | 161.4618 | 25.2634 | 1.8408 | 3.2103 | 1143.8246 | 1553.4531 | 307.0749 | 109.9389 | 5.68 | 6.438
2035 | 2035 | 1 | modified_high | Extreme Weather | 587.8725 | 706.435 | 141.1113 | 33.6859 | 2.3418 | 3.3407 | 476.7342 | 606.9383 | 132.3422 | 27.3295 | 1.8991 | 3.1525 | 1079.9674 | 1306.911 | 239.5152 | 140.6241 | 6.9378 | 5.9704
2035 | 2035 | 2 | modified_high | Extreme Weather | 505.3608 | 658.028 | 149.9183 | 29.8684 | 1.9828 | 2.7446 | 409.8214 | 565.3491 | 140.602 | 24.2324 | 1.6079 | 2.5899 | 1089.7661 | 1342.0345 | 265.4475 | 127.3356 | 5.4391 | 5.2637
2035 | 2035 | 3 | modified_high | Extreme Weather | 578.39 | 771.128 | 178.3998 | 30.7767 | 2.3614 | 2.9224 | 469.0444 | 662.5197 | 167.3135 | 24.9693 | 1.915 | 2.7578 | 1152.3351 | 1483.7555 | 297.8177 | 107.7597 | 5.3392 | 5.3001
2035 | 2035 | 4 | modified_high | Extreme Weather | 592.0085 | 758.7435 | 161.4502 | 30.2767 | 2.3766 | 2.8103 | 480.0883 | 651.8794 | 151.4172 | 24.5636 | 1.9273 | 2.652 | 1219.3131 | 1459.0011 | 268.7681 | 114.5095 | 6.0478 | 4.9661
2035 | 2035 | 5 | modified_high | Extreme Weather | 731.8758 | 809.1316 | 176.436 | 29.9297 | 2.3203 | 3.7347 | 593.5135 | 695.1707 | 165.4718 | 24.2821 | 1.8817 | 3.5243 | 1434.8069 | 1569.6351 | 290.4386 | 108.7738 | 6.6907 | 6.7917
2035 | 2035 | 6 | modified_high | Extreme Weather | 899.6454 | 841.6033 | 175.2241 | 27.0415 | 2.728 | 3.5916 | 729.566 | 723.069 | 164.3351 | 21.9389 | 2.2123 | 3.3892 | 1783.9354 | 1654.5911 | 298.8088 | 121.6394 | 7.9933 | 6.6531
2035 | 2036 | 7 | modified_high | Extreme Weather | 900.5414 | 835.8218 | 176.0596 | 30.2025 | 2.854 | 3.5906 | 730.2925 | 718.1018 | 165.1187 | 24.5035 | 2.3145 | 3.3883 | 1629.9601 | 1564.5693 | 290.3489 | 106.8869 | 7.0967 | 6.0157
2035 | 2036 | 8 | modified_high | Extreme Weather | 823.724 | 827.0265 | 188.1282 | 28.913 | 2.5124 | 3.5059 | 667.9976 | 710.5452 | 176.4373 | 23.4573 | 2.0374 | 3.3084 | 1576.6851 | 1601.1933 | 311.9052 | 129.6207 | 6.188 | 6.0264
2035 | 2036 | 9 | modified_high | Extreme Weather | 924.1238 | 852.1873 | 177.2006 | 27.9106 | 2.4341 | 3.5243 | 749.4166 | 732.1623 | 166.1888 | 22.644 | 1.9739 | 3.3258 | 1961.4864 | 1776.9418 | 327.0891 | 117.2656 | 6.3123 | 6.9083
2035 | 2036 | 10 | modified_high | Extreme Weather | 905.1683 | 880.3933 | 180.0644 | 30.4543 | 2.7142 | 3.6611 | 734.0447 | 756.3957 | 168.8747 | 24.7077 | 2.2011 | 3.4548 | 1722.5666 | 1721.8517 | 305.9716 | 108.7321 | 6.669 | 6.9616
2035 | 2036 | 11 | modified_high | Extreme Weather | 639.8059 | 794.3422 | 174.7191 | 27.3194 | 2.4229 | 3.5146 | 518.8495 | 682.4644 | 163.8615 | 22.1643 | 1.9648 | 3.3166 | 1231.8342 | 1601.2587 | 308.4912 | 100.1791 | 6.3518 | 6.6369
2035 | 2036 | 12 | modified_high | Extreme Weather | 601.3141 | 788.9373 | 170.4335 | 31.1392 | 2.2699 | 3.402 | 487.6346 | 677.8207 | 159.8423 | 25.2634 | 1.8408 | 3.2103 | 1139.9638 | 1550.4216 | 303.9948 | 109.9389 | 5.68 | 6.438
2036 | 2036 | 1 | modified_high | Extreme Weather | 585.8194 | 702.7736 | 139.2078 | 33.6859 | 2.3418 | 3.3407 | 475.0693 | 603.7926 | 130.557 | 27.3295 | 1.8991 | 3.1525 | 1076.1958 | 1300.1374 | 236.2844 | 140.6241 | 6.9378 | 5.9704
2036 | 2036 | 2 | modified_high | Extreme Weather | 503.2548 | 652.9037 | 147.8495 | 29.8684 | 1.9828 | 2.7446 | 408.1136 | 560.9465 | 138.6617 | 24.2324 | 1.6079 | 2.5899 | 1049.3159 | 1284.9593 | 252.6976 | 123.0633 | 5.249 | 5.0842
2036 | 2036 | 3 | modified_high | Extreme Weather | 576.2174 | 766.9689 | 176.1655 | 30.7767 | 2.3614 | 2.9224 | 467.2825 | 658.9464 | 165.2181 | 24.9693 | 1.915 | 2.7578 | 1148.0066 | 1475.7527 | 294.0878 | 107.7597 | 5.3392 | 5.3001
2036 | 2036 | 4 | modified_high | Extreme Weather | 589.8218 | 754.2133 | 159.0506 | 30.2767 | 2.3766 | 2.8103 | 478.315 | 647.9873 | 149.1667 | 24.5636 | 1.9273 | 2.652 | 1214.8094 | 1450.29 | 264.7734 | 114.5095 | 6.0478 | 4.9661
2036 | 2036 | 5 | modified_high | Extreme Weather | 732.5764 | 804.2127 | 173.8728 | 29.9297 | 2.3203 | 3.7347 | 594.0816 | 690.9446 | 163.0678 | 24.2821 | 1.8817 | 3.5243 | 1433.3625 | 1567.7475 | 287.5951 | 108.8398 | 6.7062 | 6.809
2036 | 2036 | 6 | modified_high | Extreme Weather | 900.8077 | 837.2079 | 172.4972 | 27.0415 | 2.728 | 3.5916 | 730.5085 | 719.2927 | 161.7777 | 21.9389 | 2.2123 | 3.3892 | 1786.2401 | 1645.9497 | 294.1587 | 121.6394 | 7.9933 | 6.6531
2036 | 2037 | 7 | modified_high | Extreme Weather | 901.1576 | 830.6118 | 173.3786 | 30.2025 | 2.854 | 3.5906 | 730.7922 | 713.6256 | 162.6043 | 24.5035 | 2.3145 | 3.3883 | 1630.5382 | 1546.2486 | 284.0708 | 106.6978 | 7.0777 | 5.991
2036 | 2037 | 8 | modified_high | Extreme Weather | 823.4388 | 822.447 | 185.4917 | 28.913 | 2.5124 | 3.5059 | 667.7663 | 706.6107 | 173.9647 | 23.4573 | 2.0374 | 3.3084 | 1565.0077 | 1600.3101 | 308.4061 | 128.4474 | 6.1549 | 6.0313
2036 | 2037 | 9 | modified_high | Extreme Weather | 926.2635 | 847.999 | 174.592 | 27.9102 | 2.4342 | 3.5242 | 751.1519 | 728.5639 | 163.7424 | 22.6437 | 1.974 | 3.3256 | 1970.949 | 1750.6685 | 318.1062 | 116.5793 | 6.3419 | 6.8442
2036 | 2037 | 10 | modified_high | Extreme Weather | 907.767 | 876.9254 | 177.5171 | 30.4543 | 2.7142 | 3.6611 | 736.1521 | 753.4162 | 166.4857 | 24.7077 | 2.2011 | 3.4548 | 1727.512 | 1715.0692 | 301.6432 | 108.7321 | 6.669 | 6.9616
2036 | 2037 | 11 | modified_high | Extreme Weather | 637.5981 | 789.9577 | 172.223 | 27.3194 | 2.4229 | 3.5146 | 517.0591 | 678.6974 | 161.5205 | 22.1643 | 1.9648 | 3.3166 | 1225.0913 | 1614.3097 | 308.8001 | 101.7368 | 6.3704 | 6.7327
2036 | 2037 | 12 | modified_high | Extreme Weather | 599.0922 | 785.929 | 167.9887 | 31.1392 | 2.2699 | 3.402 | 485.8328 | 675.236 | 157.5494 | 25.2634 | 1.8408 | 3.2103 | 1131.0209 | 1525.9725 | 294.0646 | 108.0234 | 5.6554 | 6.3341
2037 | 2037 | 1 | modified_high | Extreme Weather | 583.5963 | 698.104 | 136.8141 | 33.6859 | 2.3418 | 3.3407 | 473.2665 | 599.7806 | 128.3121 | 27.3295 | 1.8991 | 3.1525 | 1073.9515 | 1299.6857 | 234.1586 | 141.4951 | 6.971 | 6.0152
2037 | 2037 | 2 | modified_high | Extreme Weather | 500.9936 | 647.2129 | 145.5084 | 29.8684 | 1.9828 | 2.7446 | 406.2799 | 556.0573 | 136.4661 | 24.2324 | 1.6079 | 2.5899 | 1080.3487 | 1319.9774 | 257.6392 | 127.3356 | 5.4391 | 5.2637
2037 | 2037 | 3 | modified_high | Extreme Weather | 573.9043 | 762.6987 | 173.8771 | 30.7767 | 2.3614 | 2.9224 | 465.4068 | 655.2776 | 163.0719 | 24.9693 | 1.915 | 2.7578 | 1146.7338 | 1461.2403 | 288.9617 | 107.9683 | 5.3413 | 5.2836
2037 | 2037 | 4 | modified_high | Extreme Weather | 587.5099 | 750.0219 | 156.8148 | 30.2767 | 2.3766 | 2.8103 | 476.4402 | 644.3862 | 147.0698 | 24.5636 | 1.9273 | 2.652 | 1210.0477 | 1442.2302 | 261.0515 | 114.5095 | 6.0478 | 4.9661
2037 | 2037 | 5 | modified_high | Extreme Weather | 733.1787 | 800.0794 | 171.6898 | 29.9297 | 2.3203 | 3.7347 | 594.5701 | 687.3935 | 161.0205 | 24.2821 | 1.8817 | 3.5243 | 1431.6898 | 1566.7696 | 285.2644 | 108.8458 | 6.7212 | 6.8244
2037 | 2037 | 6 | modified_high | Extreme Weather | 901.8889 | 834.0479 | 170.3672 | 27.0415 | 2.728 | 3.5916 | 731.3853 | 716.5778 | 159.78 | 21.9389 | 2.2123 | 3.3892 | 1794.5827 | 1634.5083 | 289.6761 | 122.2954 | 6.3005 | 6.6458
2037 | 2038 | 7 | modified_high | Extreme Weather | 901.6892 | 826.6024 | 171.2793 | 30.2853 | 2.8618 | 3.6004 | 731.2233 | 710.1809 | 160.6355 | 24.5706 | 2.3208 | 3.3976 | 1631.5 | 1538.7846 | 280.6313 | 106.9901 | 7.0971 | 6.0074
2037 | 2038 | 8 | modified_high | Extreme Weather | 823.0685 | 819.0356 | 183.4202 | 28.9922 | 2.5193 | 3.5155 | 667.466 | 703.6799 | 172.022 | 23.5215 | 2.043 | 3.3175 | 1564.3039 | 1593.6723 | 304.9619 | 128.7993 | 6.1717 | 6.0478
2037 | 2038 | 9 | modified_high | Extreme Weather | 928.4068 | 844.8883 | 172.515 | 27.9872 | 2.441 | 3.5335 | 752.8899 | 725.8913 | 161.7944 | 22.7062 | 1.9796 | 3.3344 | 1975.3191 | 1744.734 | 314.4288 | 116.9062 | 6.5781 | 6.8638
2037 | 2038 | 10 | modified_high | Extreme Weather | 910.3016 | 874.5627 | 175.5011 | 30.5377 | 2.7217 | 3.6711 | 738.2076 | 751.3863 | 164.5949 | 24.7754 | 2.2071 | 3.4643 | 1731.9678 | 1720.9099 | 300.3501 | 109.7143 | 6.6993 | 7.0128
2037 | 2038 | 11 | modified_high | Extreme Weather | 635.3 | 786.6203 | 170.2324 | 27.3942 | 2.4295 | 3.5242 | 515.1955 | 675.83 | 159.6537 | 22.2251 | 1.9702 | 3.3257 | 1219.816 | 1594.6868 | 302.2529 | 100.9664 | 6.3672 | 6.6807
2037 | 2038 | 12 | modified_high | Extreme Weather | 596.7807 | 783.9242 | 166.0236 | 31.2245 | 2.2761 | 3.4113 | 483.9583 | 673.5137 | 155.7064 | 25.3326 | 1.8458 | 3.2191 | 1126.6571 | 1522.0801 | 290.6247 | 108.3193 | 5.6709 | 6.3514
2038 | 2038 | 1 | modified_high | Extreme Weather | 581.2846 | 694.3726 | 134.8745 | 33.7782 | 2.3482 | 3.3499 | 471.3918 | 596.5748 | 126.493 | 27.4044 | 1.9043 | 3.1611 | 1045.5104 | 1291.2808 | 230.658 | 137.8792 | 7.0026 | 5.8449
2038 | 2038 | 2 | modified_high | Extreme Weather | 498.6442 | 642.389 | 143.5905 | 29.9503 | 1.9882 | 2.7521 | 404.3747 | 551.9127 | 134.6674 | 24.2988 | 1.6123 | 2.597 | 1075.2824 | 1310.139 | 254.2433 | 127.6845 | 5.454 | 5.2782
2038 | 2038 | 3 | modified_high | Extreme Weather | 571.5036 | 759.2377 | 171.9809 | 30.861 | 2.3678 | 2.9305 | 463.4598 | 652.3041 | 161.2935 | 25.0377 | 1.9202 | 2.7654 | 1146.1441 | 1449.5059 | 284.8257 | 108.5316 | 5.2907 | 5.2872
2038 | 2038 | 4 | modified_high | Extreme Weather | 585.1111 | 746.5761 | 154.9402 | 30.3596 | 2.3831 | 2.818 | 474.4948 | 641.4258 | 145.3118 | 24.6309 | 1.9326 | 2.6593 | 1205.107 | 1435.6042 | 257.9309 | 114.8232 | 6.0644 | 4.9797
2038 | 2038 | 5 | modified_high | Extreme Weather | 733.7068 | 796.6344 | 169.8401 | 30.0117 | 2.3267 | 3.7449 | 594.9983 | 684.4337 | 159.2857 | 24.3487 | 1.8868 | 3.5339 | 1432.721 | 1560.0234 | 282.191 | 109.144 | 6.7396 | 6.8431
2038 | 2038 | 6 | modified_high | Extreme Weather | 902.8987 | 831.5219 | 168.5422 | 27.1155 | 2.7355 | 3.6014 | 732.2042 | 714.4075 | 158.0685 | 21.999 | 2.2183 | 3.3985 | 1796.5921 | 1629.558 | 286.5732 | 122.6304 | 6.3178 | 6.664
2038 | 2039 | 7 | modified_high | Extreme Weather | 902.1488 | 823.198 | 169.4732 | 30.2025 | 2.854 | 3.5906 | 731.5961 | 707.256 | 158.9416 | 24.5035 | 2.3145 | 3.3883 | 1632.8695 | 1540.939 | 279.487 | 106.8869 | 7.0967 | 6.0157
2038 | 2039 | 8 | modified_high | Extreme Weather | 822.6289 | 816.2307 | 181.6412 | 28.913 | 2.5124 | 3.5059 | 667.1096 | 701.27 | 170.3535 | 23.4573 | 2.0374 | 3.3084 | 1568.6188 | 1584.175 | 301.5115 | 129.0251 | 6.1699 | 6.0274
2038 | 2039 | 9 | modified_high | Extreme Weather | 930.5614 | 842.3475 | 170.7068 | 27.9102 | 2.4344 | 3.5228 | 754.6372 | 723.7084 | 160.0986 | 22.6436 | 1.9742 | 3.3244 | 1979.5588 | 1731.2695 | 310.3251 | 116.5932 | 6.7787 | 6.8458
2038 | 2039 | 10 | modified_high | Extreme Weather | 912.7947 | 872.8106 | 173.7763 | 30.4543 | 2.7142 | 3.6611 | 740.2293 | 749.881 | 162.9773 | 24.7077 | 2.2011 | 3.4548 | 1737.584 | 1728.4053 | 299.5556 | 110.3635 | 6.7006 | 7.0556
2038 | 2039 | 11 | modified_high | Extreme Weather | 632.9369 | 783.8902 | 168.5339 | 27.3194 | 2.4229 | 3.5146 | 513.2791 | 673.4844 | 158.0607 | 22.1643 | 1.9648 | 3.3166 | 1218.6092 | 1580.189 | 297.5703 | 100.1791 | 6.3518 | 6.6369
2038 | 2039 | 12 | modified_high | Extreme Weather | 594.4082 | 782.5378 | 164.3513 | 31.1392 | 2.2699 | 3.402 | 482.0343 | 672.3225 | 154.138 | 25.2634 | 1.8408 | 3.2103 | 1122.1781 | 1519.3882 | 287.6973 | 108.0234 | 5.6554 | 6.3341
2039 | 2039 | 1 | modified_high | Extreme Weather | 578.9161 | 691.2489 | 133.2285 | 33.6859 | 2.3418 | 3.3407 | 469.471 | 593.8911 | 124.9493 | 27.3295 | 1.8991 | 3.1525 | 1041.2503 | 1285.4718 | 227.843 | 137.5025 | 6.9834 | 5.8289
2039 | 2039 | 2 | modified_high | Extreme Weather | 496.2415 | 638.1806 | 141.9739 | 29.8684 | 1.9828 | 2.7446 | 402.4262 | 548.2971 | 133.1512 | 24.2324 | 1.6079 | 2.5899 | 1070.1013 | 1301.5562 | 251.3809 | 127.3356 | 5.4391 | 5.2637
2039 | 2039 | 3 | modified_high | Extreme Weather | 569.0531 | 756.4144 | 170.3936 | 30.7767 | 2.3614 | 2.9224 | 461.4727 | 649.8784 | 159.8049 | 24.9693 | 1.915 | 2.7578 | 1141.2298 | 1444.1156 | 282.197 | 108.2351 | 5.2763 | 5.2728
2039 | 2039 | 4 | modified_high | Extreme Weather | 582.6666 | 743.784 | 153.3824 | 30.2767 | 2.3766 | 2.8103 | 472.5125 | 639.0269 | 143.8508 | 24.5636 | 1.9273 | 2.652 | 1197.9484 | 1437.2676 | 256.3756 | 114.4056 | 6.0446 | 4.977
2039 | 2039 | 5 | modified_high | Extreme Weather | 734.2051 | 793.8381 | 168.3043 | 29.9297 | 2.3203 | 3.7347 | 595.4024 | 682.0312 | 157.8454 | 24.2821 | 1.8817 | 3.5243 | 1436.5493 | 1547.523 | 278.3846 | 108.8398 | 6.7062 | 6.809
2039 | 2039 | 6 | modified_high | Extreme Weather | 903.8848 | 829.6423 | 167.0284 | 27.0415 | 2.728 | 3.5916 | 733.0038 | 712.7927 | 156.6488 | 21.9389 | 2.2123 | 3.3892 | 1798.5542 | 1625.8746 | 283.9993 | 122.2954 | 6.3005 | 6.6458
2039 | 2040 | 7 | modified_high | Extreme Weather | 902.5865 | 820.4264 | 167.9734 | 30.2025 | 2.854 | 3.5906 | 731.951 | 704.8748 | 157.5351 | 24.5035 | 2.3145 | 3.3883 | 1634.6444 | 1544.5145 | 278.7962 | 107.2386 | 7.1218 | 6.0404
2039 | 2040 | 8 | modified_high | Extreme Weather | 822.1725 | 814.0312 | 180.1541 | 28.913 | 2.5124 | 3.5059 | 666.7394 | 699.3803 | 168.9588 | 23.4573 | 2.0374 | 3.3084 | 1573.7154 | 1576.0335 | 298.6847 | 129.6207 | 6.188 | 6.0264
2039 | 2040 | 9 | modified_high | Extreme Weather | 932.3327 | 840.6705 | 169.27 | 27.9149 | 2.4341 | 3.5237 | 756.0736 | 722.2676 | 158.7511 | 22.6475 | 1.9739 | 3.3252 | 1983.7451 | 1736.3966 | 308.6111 | 116.5957 | 6.4875 | 6.8463
2039 | 2040 | 10 | modified_high | Extreme Weather | 915.303 | 871.6107 | 172.3144 | 30.4543 | 2.7142 | 3.6611 | 742.2634 | 748.8501 | 161.6063 | 24.7077 | 2.2011 | 3.4548 | 1742.3588 | 1726.0292 | 297.0356 | 110.3635 | 6.7006 | 7.0556
2039 | 2040 | 11 | modified_high | Extreme Weather | 630.5679 | 781.694 | 167.0919 | 27.3194 | 2.4229 | 3.5146 | 511.358 | 671.5976 | 156.7083 | 22.1643 | 1.9648 | 3.3166 | 1214.0482 | 1575.762 | 295.0243 | 100.1791 | 6.3518 | 6.6369
2039 | 2040 | 12 | modified_high | Extreme Weather | 592.0361 | 781.6819 | 162.9292 | 31.1392 | 2.2699 | 3.402 | 480.1107 | 671.5871 | 152.8043 | 25.2634 | 1.8408 | 3.2103 | 1119.4138 | 1529.3184 | 288.2691 | 108.9228 | 5.679 | 6.3937
2040 | 2040 | 1 | modified_high | Extreme Weather | 576.5544 | 688.6302 | 131.8263 | 33.6859 | 2.3418 | 3.3407 | 467.5558 | 591.6412 | 123.6342 | 27.3295 | 1.8991 | 3.1525 | 1060.9927 | 1282.048 | 225.6219 | 141.4951 | 6.971 | 6.0152
2040 | 2040 | 2 | modified_high | Extreme Weather | 493.8515 | 634.4377 | 140.5856 | 29.8684 | 1.9828 | 2.7446 | 400.4881 | 545.0813 | 131.8492 | 24.2324 | 1.6079 | 2.5899 | 1029.7095 | 1248.6168 | 240.2826 | 123.0633 | 5.249 | 5.0842
2040 | 2040 | 3 | modified_high | Extreme Weather | 566.6213 | 754.0308 | 169.0194 | 30.7767 | 2.3614 | 2.9224 | 459.5006 | 647.8305 | 158.516 | 24.9693 | 1.915 | 2.7578 | 1128.8882 | 1450.858 | 282.1582 | 107.7597 | 5.3392 | 5.3001
2040 | 2040 | 4 | modified_high | Extreme Weather | 580.2469 | 741.4001 | 152.0221 | 30.2767 | 2.3766 | 2.8103 | 470.5503 | 636.9788 | 142.575 | 24.5636 | 1.9273 | 2.652 | 1195.0887 | 1425.6513 | 253.0731 | 114.5095 | 6.0478 | 4.9661
2040 | 2040 | 5 | modified_high | Extreme Weather | 734.7466 | 791.4476 | 166.9646 | 29.9297 | 2.3203 | 3.7347 | 595.8415 | 679.9774 | 156.589 | 24.2821 | 1.8817 | 3.5243 | 1440.4349 | 1535.3299 | 274.8474 | 108.7738 | 6.6907 | 6.7917
2040 | 2040 | 6 | modified_high | Extreme Weather | 904.9223 | 828.1693 | 165.7094 | 27.0415 | 2.728 | 3.5916 | 733.8452 | 711.5271 | 155.4118 | 21.9389 | 2.2123 | 3.3892 | 1794.3992 | 1628.1799 | 282.5835 | 121.6394 | 7.9933 | 6.6531
2040 | 2041 | 7 | modified_high | Extreme Weather | 903.0702 | 818.2858 | 166.7792 | 30.2025 | 2.854 | 3.5906 | 732.3432 | 703.0356 | 156.4151 | 24.5035 | 2.3145 | 3.3883 | 1634.5372 | 1531.7437 | 275.0442 | 106.8869 | 7.0967 | 6.0157
2040 | 2041 | 8 | modified_high | Extreme Weather | 821.7599 | 812.6989 | 179.0858 | 28.913 | 2.5124 | 3.5059 | 666.4048 | 698.2356 | 167.9569 | 23.4573 | 2.0374 | 3.3084 | 1572.9256 | 1573.4539 | 296.9136 | 129.6207 | 6.188 | 6.0264
2040 | 2041 | 9 | modified_high | Extreme Weather | 934.1138 | 840.1253 | 168.3933 | 27.9104 | 2.4341 | 3.5244 | 757.518 | 721.7992 | 157.9288 | 22.6439 | 1.9739 | 3.3258 | 1983.0748 | 1752.8276 | 311.0163 | 117.2935 | 6.312 | 6.9119
2040 | 2041 | 10 | modified_high | Extreme Weather | 917.8733 | 871.7522 | 171.4982 | 30.4543 | 2.7142 | 3.6611 | 744.3478 | 748.9716 | 160.8408 | 24.7077 | 2.2011 | 3.4548 | 1746.7447 | 1704.9516 | 291.4156 | 108.7321 | 6.669 | 6.9616
2040 | 2041 | 11 | modified_high | Extreme Weather | 628.2323 | 781.0302 | 166.3907 | 27.3194 | 2.4229 | 3.5146 | 509.464 | 671.0272 | 156.0507 | 22.1643 | 1.9648 | 3.3166 | 1209.5514 | 1574.4238 | 293.7862 | 100.1791 | 6.3518 | 6.6369
2040 | 2041 | 12 | modified_high | Extreme Weather | 589.6964 | 782.564 | 162.343 | 31.1392 | 2.2699 | 3.402 | 478.2133 | 672.345 | 152.2545 | 25.2634 | 1.8408 | 3.2103 | 1117.9391 | 1537.8968 | 289.564 | 109.9389 | 5.68 | 6.438
2041 | 2041 | 1 | modified_high | Extreme Weather | 574.2244 | 687.9331 | 131.3551 | 33.6859 | 2.3418 | 3.3407 | 465.6663 | 591.0423 | 123.1923 | 27.3295 | 1.8991 | 3.1525 | 1054.8947 | 1272.6823 | 222.9556 | 140.6241 | 6.9378 | 5.9704
2041 | 2041 | 2 | modified_high | Extreme Weather | 491.4919 | 632.8306 | 140.2362 | 29.8684 | 1.9828 | 2.7446 | 398.5745 | 543.7006 | 131.5215 | 24.2324 | 1.6079 | 2.5899 | 1059.8591 | 1290.645 | 248.3042 | 127.3356 | 5.4391 | 5.2637
2041 | 2041 | 3 | modified_high | Extreme Weather | 564.2185 | 754.0115 | 168.7917 | 30.7767 | 2.3614 | 2.9224 | 457.5521 | 647.814 | 158.3025 | 24.9693 | 1.915 | 2.7578 | 1124.1011 | 1450.821 | 281.7782 | 107.7597 | 5.3392 | 5.3001
2041 | 2041 | 4 | modified_high | Extreme Weather | 577.8555 | 741.6031 | 151.9162 | 30.2767 | 2.3766 | 2.8103 | 468.611 | 637.1532 | 142.4757 | 24.5636 | 1.9273 | 2.652 | 1190.1633 | 1426.0417 | 252.8968 | 114.5095 | 6.0478 | 4.9661
2041 | 2041 | 5 | modified_high | Extreme Weather | 735.3273 | 791.8466 | 166.9774 | 29.9297 | 2.3203 | 3.7347 | 596.3124 | 680.3203 | 156.601 | 24.2821 | 1.8817 | 3.5243 | 1441.5734 | 1536.104 | 274.8684 | 108.7738 | 6.6907 | 6.7917
2041 | 2041 | 6 | modified_high | Extreme Weather | 906.0004 | 829.6915 | 165.8408 | 27.0415 | 2.728 | 3.5916 | 734.7195 | 712.8349 | 155.535 | 21.9389 | 2.2123 | 3.3892 | 1790.0187 | 1636.4823 | 283.6145 | 120.8971 | 7.967 | 6.6481
2041 | 2042 | 7 | modified_high | Extreme Weather | 903.5879 | 818.3561 | 166.657 | 30.2853 | 2.8618 | 3.6004 | 732.7631 | 703.096 | 156.3005 | 24.5706 | 2.3208 | 3.3976 | 1634.9356 | 1523.4335 | 273.0579 | 106.9901 | 7.0971 | 6.0074
2041 | 2042 | 8 | modified_high | Extreme Weather | 821.3783 | 812.7917 | 178.7072 | 28.9922 | 2.5193 | 3.5155 | 666.0954 | 698.3154 | 167.6019 | 23.5215 | 2.043 | 3.3175 | 1566.2341 | 1577.5004 | 296.6414 | 129.3786 | 6.1868 | 6.0439
2041 | 2042 | 9 | modified_high | Extreme Weather | 936.1846 | 840.0425 | 167.7512 | 27.9863 | 2.4407 | 3.534 | 759.1973 | 721.7281 | 157.3266 | 22.7054 | 1.9793 | 3.3349 | 1988.8511 | 1742.7325 | 307.5716 | 117.2099 | 6.3205 | 6.8926
2041 | 2042 | 10 | modified_high | Extreme Weather | 920.4909 | 871.7489 | 170.6068 | 30.5377 | 2.7217 | 3.6711 | 746.4705 | 748.9688 | 160.0048 | 24.7754 | 2.2071 | 3.4643 | 1751.7261 | 1704.9452 | 289.9008 | 109.03 | 6.6872 | 6.9806
2041 | 2042 | 11 | modified_high | Extreme Weather | 625.9145 | 779.4656 | 165.2499 | 27.3942 | 2.4295 | 3.5242 | 507.5843 | 669.683 | 154.9808 | 22.2251 | 1.9702 | 3.3257 | 1201.7953 | 1580.1822 | 293.4064 | 100.9664 | 6.3672 | 6.6807
2041 | 2042 | 12 | modified_high | Extreme Weather | 587.3727 | 781.8041 | 160.953 | 31.2245 | 2.2761 | 3.4113 | 476.3289 | 671.6921 | 150.9509 | 25.3326 | 1.8458 | 3.2191 | 1110.5964 | 1529.5575 | 284.7726 | 109.2212 | 5.6945 | 6.4113
2042 | 2042 | 1 | modified_high | Extreme Weather | 571.9087 | 684.8304 | 129.7158 | 33.7782 | 2.3482 | 3.3499 | 463.7884 | 588.3766 | 121.6549 | 27.4044 | 1.9043 | 3.1611 | 1050.6407 | 1266.9423 | 220.1731 | 141.0094 | 6.9568 | 5.9867
2042 | 2042 | 2 | modified_high | Extreme Weather | 489.1444 | 628.0479 | 138.349 | 29.9503 | 1.9882 | 2.7521 | 396.6708 | 539.5915 | 129.7516 | 24.2988 | 1.6123 | 2.597 | 1054.7969 | 1280.8908 | 244.9627 | 127.6845 | 5.454 | 5.2782
2042 | 2042 | 3 | modified_high | Extreme Weather | 561.8257 | 750.0607 | 166.6566 | 30.861 | 2.3678 | 2.9305 | 455.6116 | 644.4196 | 156.3001 | 25.0377 | 1.9202 | 2.7654 | 1119.3339 | 1443.2192 | 278.2139 | 108.055 | 5.3539 | 5.3146
2042 | 2042 | 4 | modified_high | Extreme Weather | 575.4723 | 737.1128 | 149.5332 | 30.3596 | 2.3831 | 2.818 | 466.6783 | 633.2953 | 140.2408 | 24.6309 | 1.9326 | 2.6593 | 1185.2547 | 1417.407 | 248.9298 | 114.8232 | 6.0644 | 4.9797
2042 | 2042 | 5 | modified_high | Extreme Weather | 735.9264 | 786.8053 | 164.3504 | 30.0117 | 2.3267 | 3.7449 | 596.7983 | 675.9889 | 154.1372 | 24.3487 | 1.8868 | 3.5339 | 1439.9172 | 1533.8131 | 271.8446 | 109.138 | 6.7245 | 6.8277
2042 | 2042 | 6 | modified_high | Extreme Weather | 907.0971 | 825.0292 | 162.9698 | 27.1155 | 2.7355 | 3.6014 | 735.6088 | 708.8292 | 152.8424 | 21.999 | 2.2183 | 3.3985 | 1798.7115 | 1622.0063 | 277.9116 | 121.9727 | 8.0152 | 6.6713
2042 | 2043 | 7 | modified_high | Extreme Weather | 904.1169 | 813.038 | 163.9205 | 30.2025 | 2.854 | 3.5906 | 733.1921 | 698.527 | 153.734 | 24.5035 | 2.3145 | 3.3883 | 1635.8927 | 1513.5335 | 268.5743 | 106.6978 | 7.0777 | 5.991
2042 | 2043 | 8 | modified_high | Extreme Weather | 821.0038 | 808.3086 | 176.1071 | 28.913 | 2.5124 | 3.5059 | 665.7916 | 694.4636 | 165.1633 | 23.4573 | 2.0374 | 3.3084 | 1560.3797 | 1572.7997 | 292.8028 | 128.4474 | 6.1549 | 6.0313
2042 | 2043 | 9 | modified_high | Extreme Weather | 938.3075 | 836.1635 | 165.278 | 27.91 | 2.4342 | 3.5242 | 760.9189 | 718.3954 | 155.0072 | 22.6435 | 1.974 | 3.3257 | 1996.7994 | 1727.1997 | 301.3051 | 116.5977 | 6.3418 | 6.8473
2042 | 2043 | 10 | modified_high | Extreme Weather | 923.1297 | 868.796 | 168.2794 | 30.4543 | 2.7142 | 3.6611 | 748.6105 | 746.4318 | 157.822 | 24.7077 | 2.2011 | 3.4548 | 1756.7479 | 1699.1699 | 285.9461 | 108.7321 | 6.669 | 6.9616
2042 | 2043 | 11 | modified_high | Extreme Weather | 623.5871 | 775.7268 | 163.052 | 27.3194 | 2.4229 | 3.5146 | 505.6969 | 666.4708 | 152.9195 | 22.1643 | 1.9648 | 3.3166 | 1198.1702 | 1585.2283 | 292.3563 | 101.7368 | 6.3704 | 6.7327
2042 | 2043 | 12 | modified_high | Extreme Weather | 585.0364 | 779.6604 | 158.8844 | 31.1392 | 2.2699 | 3.402 | 474.4343 | 669.8504 | 149.0109 | 25.2634 | 1.8408 | 3.2103 | 1104.4851 | 1513.8014 | 278.1276 | 108.0234 | 5.6554 | 6.3341
2043 | 2043 | 1 | modified_high | Extreme Weather | 569.5777 | 681.112 | 127.7767 | 33.6859 | 2.3418 | 3.3407 | 461.8981 | 585.1818 | 119.8362 | 27.3295 | 1.8991 | 3.1525 | 1048.1541 | 1268.0511 | 218.6909 | 141.4951 | 6.971 | 6.0152
2043 | 2043 | 2 | modified_high | Extreme Weather | 486.7781 | 623.3946 | 136.5273 | 29.8684 | 1.9828 | 2.7446 | 394.7519 | 535.5935 | 128.0431 | 24.2324 | 1.6079 | 2.5899 | 1049.6942 | 1271.4003 | 241.7371 | 127.3356 | 5.4391 | 5.2637
2043 | 2043 | 3 | modified_high | Extreme Weather | 559.4109 | 746.9986 | 164.9523 | 30.7767 | 2.3614 | 2.9224 | 453.6533 | 641.7888 | 154.7017 | 24.9693 | 1.915 | 2.7578 | 1114.5227 | 1437.3273 | 275.3687 | 107.7597 | 5.3392 | 5.3001
2043 | 2043 | 4 | modified_high | Extreme Weather | 573.064 | 734.2644 | 147.9463 | 30.2767 | 2.3766 | 2.8103 | 464.7253 | 630.8481 | 138.7525 | 24.5636 | 1.9273 | 2.652 | 1179.9078 | 1407.3559 | 245.8293 | 114.972 | 6.0434 | 4.9549
2043 | 2043 | 5 | modified_high | Extreme Weather | 736.5098 | 784.1464 | 162.8783 | 29.9297 | 2.3203 | 3.7347 | 597.2713 | 673.7045 | 152.7566 | 24.2821 | 1.8817 | 3.5243 | 1438.1944 | 1535.5686 | 270.624 | 108.8458 | 6.7212 | 6.8244
2043 | 2043 | 6 | modified_high | Extreme Weather | 908.1771 | 823.4928 | 161.6126 | 27.0415 | 2.728 | 3.5916 | 736.4847 | 707.5093 | 151.5695 | 21.9389 | 2.2123 | 3.3892 | 1807.095 | 1613.8232 | 274.7907 | 122.2954 | 6.3005 | 6.6458
2043 | 2044 | 7 | modified_high | Extreme Weather | 904.6299 | 810.5293 | 162.5462 | 30.2025 | 2.854 | 3.5906 | 733.6081 | 696.3716 | 152.4451 | 24.5035 | 2.3145 | 3.3883 | 1636.821 | 1508.8634 | 266.3226 | 106.6978 | 7.0777 | 5.991
2043 | 2044 | 8 | modified_high | Extreme Weather | 820.6174 | 806.3115 | 174.7112 | 28.913 | 2.5124 | 3.5059 | 665.4783 | 692.7479 | 163.8541 | 23.4573 | 2.0374 | 3.3084 | 1559.6455 | 1568.9139 | 290.4819 | 128.4474 | 6.1549 | 6.0313
2043 | 2044 | 9 | modified_high | Extreme Weather | 940.5293 | 834.3789 | 163.8284 | 27.9106 | 2.4344 | 3.5239 | 762.7206 | 716.8621 | 153.6477 | 22.644 | 1.9742 | 3.3254 | 2001.2326 | 1723.8716 | 298.7427 | 116.5989 | 6.5607 | 6.8476
2043 | 2044 | 10 | modified_high | Extreme Weather | 925.7878 | 867.6844 | 166.8402 | 30.4543 | 2.7142 | 3.6611 | 750.7661 | 745.4767 | 156.4723 | 24.7077 | 2.2011 | 3.4548 | 1761.4323 | 1707.3751 | 285.528 | 109.4145 | 6.681 | 6.9936
2043 | 2044 | 11 | modified_high | Extreme Weather | 621.2562 | 773.5261 | 161.5976 | 27.3194 | 2.4229 | 3.5146 | 503.8067 | 664.5801 | 151.5555 | 22.1643 | 1.9648 | 3.3166 | 1192.851 | 1568.1414 | 286.9215 | 100.6905 | 6.3498 | 6.6625
2043 | 2044 | 12 | modified_high | Extreme Weather | 582.702 | 778.7667 | 157.4149 | 31.1392 | 2.2699 | 3.402 | 472.5412 | 669.0826 | 147.6326 | 25.2634 | 1.8408 | 3.2103 | 1100.0781 | 1512.0662 | 275.5551 | 108.0234 | 5.6554 | 6.3341
2044 | 2044 | 1 | modified_high | Extreme Weather | 567.2543 | 678.3327 | 126.2919 | 33.6859 | 2.3418 | 3.3407 | 460.0139 | 582.794 | 118.4438 | 27.3295 | 1.8991 | 3.1525 | 1020.2751 | 1261.4523 | 215.9803 | 137.5025 | 6.9834 | 5.8289
2044 | 2044 | 2 | modified_high | Extreme Weather | 484.4243 | 619.4203 | 135.0377 | 29.8684 | 1.9828 | 2.7446 | 392.8431 | 532.1791 | 126.6461 | 24.2324 | 1.6079 | 2.5899 | 1010.0533 | 1219.0617 | 230.8003 | 123.0633 | 5.249 | 5.0842
2044 | 2044 | 3 | modified_high | Extreme Weather | 557.0136 | 744.3701 | 163.4579 | 30.7767 | 2.3614 | 2.9224 | 451.7092 | 639.5304 | 153.3002 | 24.9693 | 1.915 | 2.7578 | 1117.0846 | 1421.1211 | 270.7105 | 108.2351 | 5.2763 | 5.2728
2044 | 2044 | 4 | modified_high | Extreme Weather | 570.6788 | 731.5979 | 146.4471 | 30.2767 | 2.3766 | 2.8103 | 462.791 | 628.5571 | 137.3465 | 24.5636 | 1.9273 | 2.652 | 1173.3018 | 1413.7195 | 244.7834 | 114.4056 | 6.0446 | 4.977
2044 | 2044 | 5 | modified_high | Extreme Weather | 737.1336 | 781.419 | 161.3723 | 29.9297 | 2.3203 | 3.7347 | 597.7772 | 671.3613 | 151.3442 | 24.2821 | 1.8817 | 3.5243 | 1442.2792 | 1523.313 | 266.9187 | 108.8398 | 6.7062 | 6.809
2044 | 2044 | 6 | modified_high | Extreme Weather | 909.3052 | 821.6406 | 160.0997 | 27.0415 | 2.728 | 3.5916 | 737.3995 | 705.9179 | 150.1507 | 21.9389 | 2.2123 | 3.3892 | 1809.3397 | 1610.1934 | 272.2184 | 122.2954 | 6.3005 | 6.6458
2044 | 2045 | 7 | modified_high | Extreme Weather | 905.1916 | 807.7218 | 161.0265 | 30.2025 | 2.854 | 3.5906 | 734.0636 | 693.9595 | 151.0198 | 24.5035 | 2.3145 | 3.3883 | 1639.3624 | 1520.597 | 267.2658 | 107.2386 | 7.1218 | 6.0404
2044 | 2045 | 8 | modified_high | Extreme Weather | 820.2837 | 804.0558 | 173.188 | 28.913 | 2.5124 | 3.5059 | 665.2077 | 690.8099 | 162.4256 | 23.4573 | 2.0374 | 3.3084 | 1570.1001 | 1556.7202 | 287.1354 | 129.6207 | 6.188 | 6.0264
2044 | 2045 | 9 | modified_high | Extreme Weather | 942.7024 | 832.479 | 162.2842 | 27.9147 | 2.4341 | 3.5237 | 764.4829 | 715.2298 | 152.1994 | 22.6473 | 1.9739 | 3.3252 | 2005.8317 | 1720.1119 | 295.9845 | 116.601 | 6.4878 | 6.8481
2044 | 2045 | 10 | modified_high | Extreme Weather | 928.5293 | 866.3962 | 165.3102 | 30.4543 | 2.7142 | 3.6611 | 752.9893 | 744.37 | 155.0374 | 24.7077 | 2.2011 | 3.4548 | 1767.5362 | 1715.703 | 284.9618 | 110.3635 | 6.7006 | 7.0556
2044 | 2045 | 11 | modified_high | Extreme Weather | 618.9857 | 771.1568 | 160.0588 | 27.3194 | 2.4229 | 3.5146 | 501.9654 | 662.5444 | 150.1123 | 22.1643 | 1.9648 | 3.3166 | 1191.7486 | 1554.5207 | 282.6064 | 100.1791 | 6.3518 | 6.6369
2044 | 2045 | 12 | modified_high | Extreme Weather | 580.4333 | 777.7273 | 155.8672 | 31.1392 | 2.2699 | 3.402 | 470.7014 | 668.1895 | 146.1811 | 25.2634 | 1.8408 | 3.2103 | 1097.4753 | 1521.5814 | 275.7743 | 108.9228 | 5.679 | 6.3937
2045 | 2045 | 1 | modified_high | Extreme Weather | 565.0018 | 675.4078 | 124.7353 | 33.6859 | 2.3418 | 3.3407 | 458.1873 | 580.2811 | 116.9839 | 27.3295 | 1.8991 | 3.1525 | 1039.7333 | 1257.4315 | 213.4856 | 141.4951 | 6.971 | 6.0152
2045 | 2045 | 2 | modified_high | Extreme Weather | 482.1463 | 615.2677 | 133.4644 | 29.8684 | 1.9828 | 2.7446 | 390.9958 | 528.6113 | 125.1705 | 24.2324 | 1.6079 | 2.5899 | 1039.7062 | 1254.8258 | 236.3139 | 127.3356 | 5.4391 | 5.2637
2045 | 2045 | 3 | modified_high | Extreme Weather | 554.6968 | 741.5448 | 161.8678 | 30.7767 | 2.3614 | 2.9224 | 449.8305 | 637.1031 | 151.8089 | 24.9693 | 1.915 | 2.7578 | 1112.4384 | 1415.7273 | 268.0771 | 108.2351 | 5.2763 | 5.2728
2045 | 2045 | 4 | modified_high | Extreme Weather | 568.3793 | 728.7103 | 144.8403 | 30.2767 | 2.3766 | 2.8103 | 460.9262 | 626.0763 | 135.8395 | 24.5636 | 1.9273 | 2.652 | 1168.0447 | 1417.0012 | 243.5391 | 114.3705 | 6.0545 | 4.9977
2045 | 2045 | 5 | modified_high | Extreme Weather | 737.8607 | 778.4475 | 159.7471 | 29.9297 | 2.3203 | 3.7347 | 598.3669 | 668.8083 | 149.82 | 24.2821 | 1.8817 | 3.5243 | 1446.54 | 1510.111 | 262.9663 | 108.7738 | 6.6907 | 6.7917
2045 | 2045 | 6 | modified_high | Extreme Weather | 910.5438 | 819.5242 | 158.4562 | 27.0415 | 2.728 | 3.5916 | 738.404 | 704.0996 | 148.6093 | 21.9389 | 2.2123 | 3.3892 | 1811.8043 | 1606.0458 | 269.4239 | 122.2954 | 6.3005 | 6.6458
2045 | 2046 | 7 | modified_high | Extreme Weather | 905.8587 | 804.6215 | 159.3642 | 30.2853 | 2.8618 | 3.6004 | 734.6046 | 691.2958 | 149.4608 | 24.5706 | 2.3208 | 3.3976 | 1640.5706 | 1514.7605 | 264.5069 | 107.5324 | 7.1413 | 6.0569
2045 | 2046 | 8 | modified_high | Extreme Weather | 820.0538 | 801.4844 | 171.5099 | 28.9922 | 2.5193 | 3.5155 | 665.0213 | 688.6006 | 160.8518 | 23.5215 | 2.043 | 3.3175 | 1569.6601 | 1551.7418 | 284.3532 | 129.9758 | 6.205 | 6.0429
2045 | 2046 | 9 | modified_high | Extreme Weather | 944.787 | 830.3878 | 160.6375 | 27.9884 | 2.4407 | 3.5338 | 766.1734 | 713.4332 | 150.655 | 22.7071 | 1.9793 | 3.3347 | 2007.3254 | 1723.5557 | 294.6848 | 117.2294 | 6.3202 | 6.8953
2045 | 2046 | 10 | modified_high | Extreme Weather | 931.3942 | 864.7481 | 163.6005 | 30.5377 | 2.7217 | 3.6711 | 755.3126 | 742.954 | 153.4339 | 24.7754 | 2.2071 | 3.4643 | 1772.0992 | 1701.5973 | 279.9836 | 109.7143 | 6.6993 | 7.0128
2045 | 2046 | 11 | modified_high | Extreme Weather | 616.8098 | 768.4255 | 158.3418 | 27.3942 | 2.4295 | 3.5242 | 500.2008 | 660.1978 | 148.502 | 22.2251 | 1.9702 | 3.3257 | 1187.5592 | 1549.0148 | 279.5747 | 100.4536 | 6.3692 | 6.6551
2045 | 2046 | 12 | modified_high | Extreme Weather | 578.2586 | 776.3392 | 154.1429 | 31.2245 | 2.2761 | 3.4113 | 468.9379 | 666.9969 | 144.564 | 25.3326 | 1.8458 | 3.2191 | 1096.2555 | 1525.6637 | 274.9378 | 110.2401 | 5.6955 | 6.4556
2046 | 2046 | 1 | modified_high | Extreme Weather | 562.8433 | 672.1247 | 123.0037 | 33.7782 | 2.3482 | 3.3499 | 456.4368 | 577.4604 | 115.3599 | 27.4044 | 1.9043 | 3.1611 | 1033.9867 | 1243.4366 | 208.7804 | 141.0094 | 6.9568 | 5.9867
2046 | 2046 | 2 | modified_high | Extreme Weather | 479.9614 | 610.7848 | 131.7336 | 29.9503 | 1.9882 | 2.7521 | 389.2238 | 524.7598 | 123.5473 | 24.2988 | 1.6123 | 2.597 | 1034.9945 | 1245.683 | 233.2493 | 127.6845 | 5.454 | 5.2782
2046 | 2046 | 3 | modified_high | Extreme Weather | 552.4723 | 738.4319 | 160.1379 | 30.861 | 2.3678 | 2.9305 | 448.0265 | 634.4286 | 150.1864 | 25.0377 | 1.9202 | 2.7654 | 1100.699 | 1420.8436 | 267.3315 | 108.055 | 5.3539 | 5.3146
2046 | 2046 | 4 | modified_high | Extreme Weather | 566.1717 | 725.5715 | 143.1111 | 30.3596 | 2.3831 | 2.818 | 459.136 | 623.3795 | 134.2178 | 24.6309 | 1.9326 | 2.6593 | 1166.099 | 1395.2141 | 238.2388 | 114.8232 | 6.0644 | 4.9797
2046 | 2046 | 5 | modified_high | Extreme Weather | 738.6914 | 775.2709 | 158.0217 | 30.0117 | 2.3267 | 3.7449 | 599.0406 | 666.0791 | 148.2018 | 24.3487 | 1.8868 | 3.5339 | 1448.1686 | 1503.9487 | 260.1261 | 109.0718 | 6.709 | 6.8103
2046 | 2046 | 6 | modified_high | Extreme Weather | 911.8878 | 817.2521 | 156.7346 | 27.1155 | 2.7355 | 3.6014 | 739.4939 | 702.1475 | 146.9946 | 21.999 | 2.2183 | 3.3985 | 1808.2112 | 1606.7166 | 267.2787 | 121.9727 | 8.0152 | 6.6713
2046 | 2047 | 7 | modified_high | Extreme Weather | 906.6255 | 801.4545 | 157.6691 | 30.2025 | 2.854 | 3.5906 | 735.2264 | 688.5749 | 147.871 | 24.5035 | 2.3145 | 3.3883 | 1640.9723 | 1500.2375 | 260.0202 | 106.8869 | 7.0967 | 6.0157
2046 | 2047 | 8 | modified_high | Extreme Weather | 819.9214 | 798.9339 | 169.8402 | 28.913 | 2.5124 | 3.5059 | 664.9139 | 686.4093 | 159.2858 | 23.4573 | 2.0374 | 3.3084 | 1569.4066 | 1546.8037 | 281.5849 | 129.6207 | 6.188 | 6.0264
2046 | 2047 | 9 | modified_high | Extreme Weather | 947.1225 | 828.2958 | 159.0086 | 27.9103 | 2.4341 | 3.5244 | 768.0674 | 711.6358 | 149.1274 | 22.6438 | 1.974 | 3.3258 | 2010.8563 | 1729.0972 | 293.8453 | 117.3089 | 6.3117 | 6.9149
2046 | 2047 | 10 | modified_high | Extreme Weather | 934.3753 | 863.2977 | 161.9816 | 30.4543 | 2.7142 | 3.6611 | 757.7301 | 741.7079 | 151.9156 | 24.7077 | 2.2011 | 3.4548 | 1778.1486 | 1688.4165 | 275.2446 | 108.7321 | 6.669 | 6.9616
2046 | 2047 | 11 | modified_high | Extreme Weather | 614.7205 | 765.9438 | 156.7432 | 27.3194 | 2.4229 | 3.5146 | 498.5065 | 658.0657 | 147.0028 | 22.1643 | 1.9648 | 3.3166 | 1183.5366 | 1544.0122 | 276.7523 | 100.1791 | 6.3518 | 6.6369
2046 | 2047 | 12 | modified_high | Extreme Weather | 576.1697 | 775.2679 | 152.5648 | 31.1392 | 2.2699 | 3.402 | 467.2438 | 666.0765 | 143.0839 | 25.2634 | 1.8408 | 3.2103 | 1092.2953 | 1523.5585 | 272.123 | 109.9389 | 5.68 | 6.438
2047 | 2047 | 1 | modified_high | Extreme Weather | 560.7696 | 669.2025 | 121.4461 | 33.6859 | 2.3418 | 3.3407 | 454.7552 | 574.9498 | 113.8991 | 27.3295 | 1.8991 | 3.1525 | 1030.1772 | 1238.0306 | 206.1365 | 140.6241 | 6.9378 | 5.9704
2047 | 2047 | 2 | modified_high | Extreme Weather | 477.8599 | 606.6978 | 130.1976 | 29.8684 | 1.9828 | 2.7446 | 387.5196 | 521.2484 | 122.1068 | 24.2324 | 1.6079 | 2.5899 | 1030.4628 | 1237.3476 | 230.5297 | 127.3356 | 5.4391 | 5.2637
2047 | 2047 | 3 | modified_high | Extreme Weather | 550.33 | 735.7643 | 158.6236 | 30.7767 | 2.3614 | 2.9224 | 446.2892 | 632.1368 | 148.7663 | 24.9693 | 1.915 | 2.7578 | 1096.4308 | 1415.7109 | 264.8037 | 107.7597 | 5.3392 | 5.3001
2047 | 2047 | 4 | modified_high | Extreme Weather | 564.0453 | 722.9214 | 141.6186 | 30.2767 | 2.3766 | 2.8103 | 457.4115 | 621.1027 | 132.818 | 24.5636 | 1.9273 | 2.652 | 1161.7194 | 1390.1183 | 235.7542 | 114.5095 | 6.0478 | 4.9661
2047 | 2047 | 5 | modified_high | Extreme Weather | 739.6147 | 772.63 | 156.5554 | 29.9297 | 2.3203 | 3.7347 | 599.7893 | 663.8102 | 146.8266 | 24.2821 | 1.8817 | 3.5243 | 1449.9786 | 1498.8257 | 257.7123 | 108.7738 | 6.6907 | 6.7917
2047 | 2047 | 6 | modified_high | Extreme Weather | 913.3255 | 815.5655 | 155.2945 | 27.0415 | 2.728 | 3.5916 | 740.6598 | 700.6985 | 145.6441 | 21.9389 | 2.2123 | 3.3892 | 1804.4912 | 1608.6204 | 265.5786 | 120.8971 | 7.967 | 6.6481
2047 | 2048 | 7 | modified_high | Extreme Weather | 907.4806 | 798.7807 | 156.2126 | 30.2025 | 2.854 | 3.5906 | 735.9199 | 686.2777 | 146.5051 | 24.5035 | 2.3145 | 3.3883 | 1641.979 | 1486.9924 | 255.9454 | 106.6978 | 7.0777 | 5.991
2047 | 2048 | 8 | modified_high | Extreme Weather | 819.8754 | 796.7977 | 168.3696 | 28.913 | 2.5124 | 3.5059 | 664.8765 | 684.574 | 157.9067 | 23.4573 | 2.0374 | 3.3084 | 1563.3682 | 1546.4585 | 279.4817 | 129.0251 | 6.1699 | 6.0274
2047 | 2048 | 9 | modified_high | Extreme Weather | 949.6197 | 826.4997 | 157.5169 | 27.9096 | 2.4341 | 3.5244 | 770.0925 | 710.0927 | 147.7284 | 22.6432 | 1.9739 | 3.3258 | 2017.6736 | 1715.7388 | 288.9933 | 116.9123 | 6.3029 | 6.8774
2047 | 2048 | 10 | modified_high | Extreme Weather | 937.4621 | 862.1058 | 160.4828 | 30.4543 | 2.7142 | 3.6611 | 760.2333 | 740.6839 | 150.5099 | 24.7077 | 2.2011 | 3.4548 | 1784.0228 | 1686.0854 | 272.6979 | 108.7321 | 6.669 | 6.9616
2047 | 2048 | 11 | modified_high | Extreme Weather | 612.7075 | 763.6472 | 155.2318 | 27.3194 | 2.4229 | 3.5146 | 496.8741 | 656.0925 | 145.5852 | 22.1643 | 1.9648 | 3.3166 | 1176.4369 | 1548.1141 | 275.6188 | 100.6905 | 6.3498 | 6.6625
2047 | 2048 | 12 | modified_high | Extreme Weather | 574.1562 | 774.3236 | 151.0406 | 31.1392 | 2.2699 | 3.402 | 465.611 | 665.2652 | 141.6545 | 25.2634 | 1.8408 | 3.2103 | 1085.6068 | 1514.9223 | 267.2348 | 108.9228 | 5.679 | 6.3937
2048 | 2048 | 1 | modified_high | Extreme Weather | 558.771 | 666.3259 | 119.9092 | 33.6859 | 2.3418 | 3.3407 | 453.1344 | 572.4783 | 112.4577 | 27.3295 | 1.8991 | 3.1525 | 1026.5057 | 1232.7088 | 203.5279 | 140.6241 | 6.9378 | 5.9704
2048 | 2048 | 2 | modified_high | Extreme Weather | 475.8322 | 602.5628 | 128.6412 | 29.8684 | 1.9828 | 2.7446 | 385.8754 | 517.6958 | 120.6471 | 24.2324 | 1.6079 | 2.5899 | 990.8338 | 1190.7686 | 220.6918 | 123.2608 | 5.2823 | 5.0937
2048 | 2048 | 3 | modified_high | Extreme Weather | 548.2605 | 732.97 | 157.0476 | 30.7767 | 2.3614 | 2.9224 | 444.6109 | 629.736 | 147.2882 | 24.9693 | 1.915 | 2.7578 | 1095.4941 | 1404.2836 | 260.9932 | 107.9683 | 5.3413 | 5.2836
2048 | 2048 | 4 | modified_high | Extreme Weather | 561.991 | 720.0597 | 140.0229 | 30.2767 | 2.3766 | 2.8103 | 455.7456 | 618.6441 | 131.3215 | 24.5636 | 1.9273 | 2.652 | 1157.4883 | 1384.6155 | 233.0979 | 114.5095 | 6.0478 | 4.9661
2048 | 2048 | 5 | modified_high | Extreme Weather | 740.6218 | 769.6667 | 154.9319 | 29.9297 | 2.3203 | 3.7347 | 600.606 | 661.2642 | 145.304 | 24.2821 | 1.8817 | 3.5243 | 1446.224 | 1507.2133 | 257.421 | 108.8458 | 6.7212 | 6.8244
2048 | 2048 | 6 | modified_high | Extreme Weather | 914.8484 | 813.4487 | 153.6432 | 27.0415 | 2.728 | 3.5916 | 741.8948 | 698.8798 | 144.0954 | 21.9389 | 2.2123 | 3.3892 | 1820.3696 | 1594.1395 | 261.2403 | 122.2954 | 6.3005 | 6.6458
2048 | 2049 | 7 | modified_high | Extreme Weather | 908.4157 | 795.6937 | 154.5552 | 30.2025 | 2.854 | 3.5906 | 736.6782 | 683.6255 | 144.9507 | 24.5035 | 2.3145 | 3.3883 | 1643.6709 | 1481.2457 | 253.2298 | 106.6978 | 7.0777 | 5.991
2048 | 2049 | 8 | modified_high | Extreme Weather | 819.9077 | 794.2548 | 166.7 | 28.913 | 2.5124 | 3.5059 | 664.9027 | 682.3893 | 156.3408 | 23.4573 | 2.0374 | 3.3084 | 1558.2965 | 1545.454 | 277.1622 | 128.4474 | 6.1549 | 6.0313
2048 | 2049 | 9 | modified_high | Extreme Weather | 952.3861 | 824.158 | 155.7957 | 27.9103 | 2.4344 | 3.5239 | 772.3359 | 708.0808 | 146.1141 | 22.6438 | 1.9742 | 3.3254 | 2026.5363 | 1703.543 | 284.2269 | 116.6081 | 6.5612 | 6.85
2048 | 2049 | 10 | modified_high | Extreme Weather | 940.6471 | 860.5222 | 158.7888 | 30.4543 | 2.7142 | 3.6611 | 762.8162 | 739.3233 | 148.9212 | 24.7077 | 2.2011 | 3.4548 | 1789.7041 | 1693.2818 | 271.7489 | 109.4145 | 6.681 | 6.9936
2048 | 2049 | 11 | modified_high | Extreme Weather | 610.7634 | 760.9502 | 153.5235 | 27.3194 | 2.4229 | 3.5146 | 495.2975 | 653.7753 | 143.9831 | 22.1643 | 1.9648 | 3.3166 | 1172.7041 | 1542.6466 | 272.5857 | 100.6905 | 6.3498 | 6.6625
2048 | 2049 | 12 | modified_high | Extreme Weather | 572.2113 | 772.9858 | 149.318 | 31.1392 | 2.2699 | 3.402 | 464.0338 | 664.1159 | 140.039 | 25.2634 | 1.8408 | 3.2103 | 1080.2727 | 1500.842 | 261.3816 | 108.0234 | 5.6554 | 6.3341
2049 | 2049 | 1 | modified_high | Extreme Weather | 556.8406 | 663.0394 | 118.1723 | 33.6859 | 2.3418 | 3.3407 | 451.5689 | 569.6546 | 110.8288 | 27.3295 | 1.8991 | 3.1525 | 1001.5448 | 1233.0123 | 202.0945 | 137.5025 | 6.9834 | 5.8289
2049 | 2049 | 2 | modified_high | Extreme Weather | 473.8719 | 598.0269 | 126.8931 | 29.8684 | 1.9828 | 2.7446 | 384.2856 | 513.7987 | 119.0076 | 24.2324 | 1.6079 | 2.5899 | 1021.8631 | 1219.6634 | 224.6787 | 127.3356 | 5.4391 | 5.2637
2049 | 2049 | 3 | modified_high | Extreme Weather | 546.2574 | 729.7987 | 155.2883 | 30.7767 | 2.3614 | 2.9224 | 442.9865 | 627.0114 | 145.6382 | 24.9693 | 1.915 | 2.7578 | 1095.5132 | 1393.3021 | 257.1804 | 108.2351 | 5.2763 | 5.2728
2049 | 2049 | 4 | modified_high | Extreme Weather | 560.0027 | 716.8386 | 138.2525 | 30.2767 | 2.3766 | 2.8103 | 454.1332 | 615.8766 | 129.6611 | 24.5636 | 1.9273 | 2.652 | 1153.3932 | 1378.4214 | 230.1506 | 114.5095 | 6.0478 | 4.9661
2049 | 2049 | 5 | modified_high | Extreme Weather | 741.7068 | 766.3857 | 153.1537 | 29.9297 | 2.3203 | 3.7347 | 601.4858 | 658.4454 | 143.6363 | 24.2821 | 1.8817 | 3.5243 | 1448.3426 | 1500.7884 | 254.4664 | 108.8458 | 6.7212 | 6.8244
2049 | 2049 | 6 | modified_high | Extreme Weather | 916.451 | 811.0594 | 151.8571 | 27.0415 | 2.728 | 3.5916 | 743.1943 | 696.827 | 142.4203 | 21.9389 | 2.2123 | 3.3892 | 1823.5584 | 1589.457 | 258.2034 | 122.2954 | 6.3005 | 6.6458
2049 | 2050 | 7 | modified_high | Extreme Weather | 909.4203 | 792.3275 | 152.7618 | 30.2853 | 2.8618 | 3.6004 | 737.4929 | 680.7334 | 143.2688 | 24.5706 | 2.3208 | 3.3976 | 1646.0308 | 1483.1526 | 251.9274 | 107.1798 | 7.1161 | 6.0322
2049 | 2050 | 8 | modified_high | Extreme Weather | 820.0028 | 791.4449 | 164.899 | 28.9922 | 2.5193 | 3.5155 | 664.9799 | 679.9751 | 154.6517 | 23.5215 | 2.043 | 3.3175 | 1563.6113 | 1536.0695 | 273.7208 | 129.3786 | 6.1868 | 6.0439
2049 | 2050 | 9 | modified_high | Extreme Weather | 955.2361 | 821.5652 | 153.9348 | 27.986 | 2.4411 | 3.5325 | 774.6471 | 705.8531 | 144.3688 | 22.7052 | 1.9796 | 3.3335 | 2032.1795 | 1690.4476 | 280.0795 | 116.9294 | 6.7996 | 6.8693
2049 | 2050 | 10 | modified_high | Extreme Weather | 943.9054 | 858.6974 | 156.9726 | 30.5377 | 2.7217 | 3.6711 | 765.4585 | 737.7556 | 147.2178 | 24.7754 | 2.2071 | 3.4643 | 1796.8059 | 1700.4574 | 270.5894 | 110.6658 | 6.7189 | 7.0749
2049 | 2050 | 11 | modified_high | Extreme Weather | 608.8581 | 758.017 | 151.6979 | 27.3942 | 2.4295 | 3.5242 | 493.7524 | 651.2553 | 142.271 | 22.2251 | 1.9702 | 3.3257 | 1172.2496 | 1528.0332 | 267.8441 | 100.4536 | 6.3692 | 6.6551
2049 | 2050 | 12 | modified_high | Extreme Weather | 570.2997 | 771.4325 | 147.4832 | 31.2245 | 2.2761 | 3.4113 | 462.4836 | 662.7813 | 138.3181 | 25.3326 | 1.8458 | 3.2191 | 1076.6639 | 1497.8261 | 258.1697 | 108.3193 | 5.6709 | 6.3514
2050 | 2050 | 1 | modified_high | Extreme Weather | 554.9385 | 659.5343 | 116.3282 | 33.7782 | 2.3482 | 3.3499 | 450.0264 | 566.6432 | 109.0992 | 27.4044 | 1.9043 | 3.1611 | 998.1236 | 1226.494 | 198.9406 | 137.8792 | 7.0026 | 5.8449
2050 | 2050 | 2 | modified_high | Extreme Weather | 471.934 | 593.2644 | 125.038 | 29.9503 | 1.9882 | 2.7521 | 382.7141 | 509.707 | 117.2678 | 24.2988 | 1.6123 | 2.597 | 1017.6842 | 1209.9505 | 221.394 | 127.6845 | 5.454 | 5.2782
2050 | 2050 | 3 | modified_high | Extreme Weather | 544.271 | 726.4079 | 153.4222 | 30.861 | 2.3678 | 2.9305 | 441.3756 | 624.0981 | 143.8881 | 25.0377 | 1.9202 | 2.7654 | 1091.5295 | 1386.8285 | 254.0899 | 108.5316 | 5.2907 | 5.2872
2050 | 2050 | 4 | modified_high | Extreme Weather | 558.0257 | 713.3987 | 136.3755 | 30.3596 | 2.3831 | 2.818 | 452.53 | 612.9212 | 127.9007 | 24.6309 | 1.9326 | 2.6593 | 1147.2874 | 1378.5519 | 227.9488 | 114.7191 | 6.0612 | 4.9907
2050 | 2050 | 5 | modified_high | Extreme Weather | 742.8102 | 762.8739 | 151.2626 | 30.0117 | 2.3267 | 3.7449 | 602.3807 | 655.4281 | 141.8627 | 24.3487 | 1.8868 | 3.5339 | 1453.386 | 1487.1609 | 250.1967 | 109.138 | 6.7245 | 6.8277
2050 | 2050 | 6 | modified_high | Extreme Weather | 918.0688 | 808.4299 | 149.952 | 27.1155 | 2.7355 | 3.6014 | 744.5063 | 694.5679 | 140.6336 | 21.999 | 2.2183 | 3.3985 | 1826.7775 | 1584.3041 | 254.9642 | 122.6304 | 6.3178 | 6.664

## TPA by FY and Class
TPA | Fiscal Year | GWh at Generator (Residential) | GWh at Generator (Commercial) | GWh at Generator (Industrial) | GWh at Generator (Public Lighting) | GWh at Generator (Agriculture) | GWh at Generator (Other Authorities) | GWh at Meter (Residential) | GWh at Meter (Commercial) | GWh at Meter (Industrial) | GWh at Meter (Public Lighting) | GWh at Meter (Agriculture) | GWh at Meter (Other Authorities) | Peak MW at Generator (Residential) | Peak MW at Generator (Commercial) | Peak MW at Generator (Industrial) | Peak MW at Generator (Public Lighting) | Peak MW at Generator (Agriculture) | Peak MW at Generator (Other Authorities)
Arecibo | 2025 | 1152.5031 | 1035.1567 | 409.6754 | 58.1402 | 4.7678 | 6.5606 | 934.6204 | 889.3617 | 384.217 | 47.1694 | 3.8664 | 6.191 | 253.8105 | 191.3747 | 64.9423 | 22.8686 | 1.2999 | 1.1321
Arecibo | 2026 | 1155.4376 | 1040.2707 | 413.4565 | 58.2995 | 4.7809 | 6.5786 | 937.0002 | 893.7555 | 387.7631 | 47.2987 | 3.8771 | 6.2079 | 255.367 | 191.7654 | 65.3905 | 23.0733 | 1.1541 | 1.1352
Arecibo | 2027 | 1158.2912 | 1047.2693 | 418.9369 | 58.1403 | 4.7679 | 6.5606 | 939.3143 | 899.7684 | 392.9029 | 47.1695 | 3.8665 | 6.1909 | 256.4979 | 192.5935 | 65.8665 | 22.3609 | 1.151 | 1.1373
Arecibo | 2028 | 1161.0111 | 1055.8856 | 425.8726 | 58.1402 | 4.7679 | 6.5604 | 941.52 | 907.1711 | 399.4077 | 47.1695 | 3.8665 | 6.1908 | 257.5739 | 193.3782 | 66.9021 | 22.3609 | 1.1541 | 1.1474
Arecibo | 2029 | 1163.3829 | 1060.4232 | 429.1087 | 58.1405 | 4.7678 | 6.5606 | 943.4434 | 911.0696 | 402.4426 | 47.1697 | 3.8664 | 6.191 | 258.2136 | 196.1503 | 68.0465 | 22.8686 | 1.2999 | 1.1373
Arecibo | 2030 | 1165.4572 | 1063.1487 | 430.7132 | 58.2995 | 4.7809 | 6.5786 | 945.1256 | 913.4112 | 403.9475 | 47.2987 | 3.877 | 6.208 | 259.0486 | 197.8862 | 68.8486 | 22.9312 | 1.2992 | 1.1352
Arecibo | 2031 | 1167.082 | 1064.2425 | 430.8382 | 58.1402 | 4.7678 | 6.5606 | 946.4432 | 914.351 | 404.0647 | 47.1694 | 3.8664 | 6.191 | 260.2412 | 197.1097 | 68.4148 | 22.8686 | 1.2999 | 1.1321
Arecibo | 2032 | 1168.2239 | 1064.4694 | 430.1786 | 58.1402 | 4.7678 | 6.5606 | 947.3692 | 914.5459 | 403.4461 | 47.1694 | 3.8665 | 6.191 | 261.5956 | 196.368 | 67.9249 | 23.0102 | 1.151 | 1.1321
Arecibo | 2033 | 1168.9326 | 1064.2554 | 429.1204 | 58.1402 | 4.7679 | 6.5604 | 947.9439 | 914.362 | 402.4536 | 47.1694 | 3.8665 | 6.1908 | 262.4394 | 195.4317 | 67.5605 | 22.3609 | 1.1541 | 1.1474
Arecibo | 2034 | 1169.1001 | 1064.6448 | 428.5906 | 58.3003 | 4.7809 | 6.5785 | 948.0797 | 914.6966 | 401.9567 | 47.2993 | 3.877 | 6.2079 | 263.2023 | 196.5407 | 67.6393 | 23.0733 | 1.1613 | 1.1505
Arecibo | 2035 | 1168.8423 | 1064.6659 | 427.7263 | 58.1405 | 4.7678 | 6.5606 | 947.8707 | 914.7147 | 401.1461 | 47.1697 | 3.8664 | 6.191 | 263.449 | 197.621 | 67.9748 | 22.8686 | 1.2999 | 1.1373
Arecibo | 2036 | 1168.1894 | 1060.6764 | 423.2387 | 58.1402 | 4.7678 | 6.5606 | 947.3412 | 911.2871 | 396.9374 | 47.1695 | 3.8664 | 6.191 | 263.8882 | 198.4587 | 68.0196 | 22.8686 | 1.2999 | 1.1321
Arecibo | 2037 | 1167.2765 | 1054.9856 | 417.2109 | 58.1402 | 4.7678 | 6.5606 | 946.6009 | 906.3978 | 391.2842 | 47.1694 | 3.8665 | 6.191 | 265.1613 | 195.5244 | 66.1516 | 23.0102 | 1.151 | 1.1321
Arecibo | 2038 | 1166.2415 | 1050.5551 | 412.3193 | 58.2995 | 4.7809 | 6.5785 | 945.7616 | 902.5913 | 386.6966 | 47.2987 | 3.8771 | 6.2079 | 265.7492 | 194.8616 | 65.3868 | 22.4222 | 1.1541 | 1.1404
Arecibo | 2039 | 1165.1316 | 1046.9541 | 408.1714 | 58.1402 | 4.7679 | 6.5604 | 944.8615 | 899.4975 | 382.8065 | 47.1694 | 3.8665 | 6.1908 | 266.3196 | 193.3578 | 64.5334 | 22.3609 | 1.1541 | 1.1474
Arecibo | 2040 | 1163.9875 | 1044.0623 | 404.6501 | 58.1409 | 4.7678 | 6.5605 | 943.9337 | 897.013 | 379.5039 | 47.17 | 3.8664 | 6.1909 | 266.8828 | 193.9304 | 64.177 | 23.0102 | 1.2999 | 1.1474
Arecibo | 2041 | 1162.9007 | 1043.6314 | 403.3498 | 58.1402 | 4.7678 | 6.5606 | 943.0524 | 896.6428 | 378.2845 | 47.1694 | 3.8665 | 6.191 | 266.7926 | 195.7655 | 64.6772 | 22.8686 | 1.2956 | 1.1321
Arecibo | 2042 | 1161.8836 | 1040.4732 | 399.5842 | 58.2994 | 4.7809 | 6.5786 | 942.2276 | 893.9294 | 374.7529 | 47.2986 | 3.877 | 6.208 | 267.5697 | 194.638 | 63.9608 | 22.9312 | 1.3034 | 1.1352
Arecibo | 2043 | 1160.8605 | 1035.8949 | 394.534 | 58.1401 | 4.7678 | 6.5606 | 941.3979 | 889.9959 | 370.0165 | 47.1694 | 3.8665 | 6.191 | 268.6391 | 192.9033 | 62.6577 | 23.0102 | 1.151 | 1.1321
Arecibo | 2044 | 1159.8695 | 1032.8655 | 390.8803 | 58.1402 | 4.7679 | 6.5606 | 940.5942 | 887.3932 | 366.5899 | 47.1695 | 3.8665 | 6.1909 | 269.2355 | 192.5316 | 62.1248 | 22.3609 | 1.151 | 1.1373
Arecibo | 2045 | 1158.9845 | 1029.5665 | 386.971 | 58.1409 | 4.7678 | 6.5605 | 939.8766 | 884.5588 | 362.9235 | 47.17 | 3.8665 | 6.1909 | 269.8542 | 192.1117 | 61.5513 | 23.0102 | 1.1582 | 1.1474
Arecibo | 2046 | 1158.2359 | 1025.8812 | 382.7065 | 58.2997 | 4.7809 | 6.5786 | 939.2694 | 881.3926 | 358.924 | 47.2989 | 3.877 | 6.2079 | 270.0552 | 192.4963 | 61.281 | 22.9312 | 1.3034 | 1.1404
Arecibo | 2047 | 1157.656 | 1022.5902 | 378.7978 | 58.1402 | 4.7678 | 6.5606 | 938.7992 | 878.5651 | 355.2582 | 47.1694 | 3.8665 | 6.191 | 270.5302 | 193.1152 | 61.1064 | 22.8686 | 1.2956 | 1.1321
Arecibo | 2048 | 1157.2183 | 1019.3751 | 374.9521 | 58.1401 | 4.7678 | 6.5606 | 938.4442 | 875.8028 | 351.6515 | 47.1693 | 3.8664 | 6.191 | 271.4474 | 191.6232 | 60.0974 | 22.8686 | 1.151 | 1.1321
Arecibo | 2049 | 1156.9271 | 1015.6364 | 370.6366 | 58.1402 | 4.7679 | 6.5606 | 938.208 | 872.5907 | 347.6042 | 47.1694 | 3.8665 | 6.1909 | 272.6397 | 190.2611 | 59.1062 | 22.3609 | 1.151 | 1.1373
Arecibo | 2050 | 1156.6996 | 1011.58 | 366.0262 | 58.2993 | 4.7809 | 6.5784 | 938.0236 | 869.1056 | 343.2803 | 47.2985 | 3.8771 | 6.2077 | 273.3989 | 189.9165 | 58.2437 | 22.4222 | 1.1572 | 1.1505
Bayamón | 2025 | 1386.2619 | 1394.1895 | 166.3647 | 69.1816 | 5.6733 | 7.8066 | 1124.1867 | 1197.8271 | 156.0263 | 56.1274 | 4.6007 | 7.3668 | 305.2901 | 257.7509 | 26.3724 | 27.2116 | 1.5467 | 1.3471
Bayamón | 2026 | 1389.7916 | 1401.0773 | 167.9001 | 69.3712 | 5.6888 | 7.8279 | 1127.0491 | 1203.7448 | 157.4663 | 56.2812 | 4.6134 | 7.3869 | 307.1623 | 258.2771 | 26.5544 | 27.4551 | 1.3733 | 1.3508
Bayamón | 2027 | 1393.2239 | 1410.5033 | 170.1256 | 69.1818 | 5.6733 | 7.8065 | 1129.8326 | 1211.8432 | 159.5535 | 56.1275 | 4.6008 | 7.3667 | 308.5226 | 259.3924 | 26.7477 | 26.6075 | 1.3696 | 1.3533
Bayamón | 2028 | 1396.4955 | 1422.108 | 172.9422 | 69.1817 | 5.6733 | 7.8063 | 1132.4857 | 1221.8135 | 162.1951 | 56.1275 | 4.6008 | 7.3665 | 309.8168 | 260.4494 | 27.1682 | 26.6075 | 1.3733 | 1.3653
Bayamón | 2029 | 1399.3484 | 1428.2194 | 174.2563 | 69.1821 | 5.6732 | 7.8065 | 1134.7992 | 1227.0641 | 163.4275 | 56.1277 | 4.6007 | 7.3667 | 310.5863 | 264.1829 | 27.6329 | 27.2116 | 1.5467 | 1.3533
Bayamón | 2030 | 1401.8434 | 1431.8902 | 174.9079 | 69.3713 | 5.6888 | 7.8279 | 1136.8226 | 1230.2179 | 164.0386 | 56.2812 | 4.6133 | 7.3869 | 311.5907 | 266.5209 | 27.9587 | 27.2861 | 1.5459 | 1.3508
Bayamón | 2031 | 1403.7978 | 1433.3635 | 174.9587 | 69.1816 | 5.6733 | 7.8066 | 1138.4074 | 1231.4837 | 164.0862 | 56.1274 | 4.6007 | 7.3667 | 313.0252 | 265.475 | 27.7825 | 27.2116 | 1.5467 | 1.3471
Bayamón | 2032 | 1405.1712 | 1433.669 | 174.6908 | 69.1816 | 5.6733 | 7.8065 | 1139.5212 | 1231.7462 | 163.835 | 56.1274 | 4.6007 | 7.3667 | 314.6543 | 264.4761 | 27.5836 | 27.3801 | 1.3696 | 1.3471
Bayamón | 2033 | 1406.0238 | 1433.3808 | 174.2611 | 69.1817 | 5.6733 | 7.8063 | 1140.2126 | 1231.4985 | 163.432 | 56.1274 | 4.6008 | 7.3665 | 315.6693 | 263.215 | 27.4356 | 26.6075 | 1.3733 | 1.3653
Bayamón | 2034 | 1406.2252 | 1433.9052 | 174.0459 | 69.3721 | 5.6888 | 7.8278 | 1140.3759 | 1231.9491 | 163.2302 | 56.2819 | 4.6133 | 7.3868 | 316.5869 | 264.7087 | 27.4676 | 27.4551 | 1.3819 | 1.369
Bayamón | 2035 | 1405.9151 | 1433.9337 | 173.6949 | 69.182 | 5.6733 | 7.8065 | 1140.1245 | 1231.9735 | 162.901 | 56.1277 | 4.6007 | 7.3667 | 316.8836 | 266.1637 | 27.6038 | 27.2116 | 1.5467 | 1.3533
Bayamón | 2036 | 1405.1298 | 1428.5605 | 171.8726 | 69.1817 | 5.6733 | 7.8066 | 1139.4877 | 1227.3571 | 161.1919 | 56.1275 | 4.6007 | 7.3667 | 317.4119 | 267.292 | 27.622 | 27.2116 | 1.5467 | 1.3471
Bayamón | 2037 | 1404.0317 | 1420.8959 | 169.4248 | 69.1816 | 5.6733 | 7.8065 | 1138.5971 | 1220.772 | 158.8962 | 56.1274 | 4.6007 | 7.3667 | 318.9432 | 263.3399 | 26.8634 | 27.3801 | 1.3696 | 1.3471
Bayamón | 2038 | 1402.7868 | 1414.9287 | 167.4383 | 69.3713 | 5.6889 | 7.8279 | 1137.5876 | 1215.6453 | 157.0332 | 56.2813 | 4.6134 | 7.3868 | 319.6503 | 262.4472 | 26.5529 | 26.6804 | 1.3733 | 1.357
Bayamón | 2039 | 1401.4518 | 1410.0788 | 165.7539 | 69.1816 | 5.6733 | 7.8063 | 1136.505 | 1211.4785 | 155.4535 | 56.1274 | 4.6008 | 7.3665 | 320.3364 | 260.4218 | 26.2063 | 26.6075 | 1.3733 | 1.3653
Bayamón | 2040 | 1400.0756 | 1406.1839 | 164.3239 | 69.1825 | 5.6733 | 7.8064 | 1135.389 | 1208.1322 | 154.1124 | 56.1281 | 4.6007 | 7.3666 | 321.0139 | 261.1931 | 26.0616 | 27.3801 | 1.5467 | 1.3653
Bayamón | 2041 | 1398.7684 | 1405.6036 | 163.7959 | 69.1817 | 5.6733 | 7.8066 | 1134.3289 | 1207.6336 | 153.6172 | 56.1274 | 4.6007 | 7.3667 | 320.9054 | 263.6647 | 26.2647 | 27.2116 | 1.5417 | 1.3471
Bayamón | 2042 | 1397.545 | 1401.35 | 162.2667 | 69.3711 | 5.6888 | 7.8279 | 1133.3368 | 1203.9791 | 152.183 | 56.2811 | 4.6133 | 7.3869 | 321.8401 | 262.1461 | 25.9738 | 27.2861 | 1.551 | 1.3508
Bayamón | 2043 | 1396.3144 | 1395.1838 | 160.2159 | 69.1816 | 5.6733 | 7.8065 | 1132.3388 | 1198.6813 | 150.2596 | 56.1274 | 4.6008 | 7.3667 | 323.1263 | 259.8096 | 25.4446 | 27.3801 | 1.3696 | 1.3471
Bayamón | 2044 | 1395.1223 | 1391.1036 | 158.7322 | 69.1817 | 5.6733 | 7.8065 | 1131.3721 | 1195.1759 | 148.8681 | 56.1274 | 4.6008 | 7.3667 | 323.8437 | 259.309 | 25.2282 | 26.6075 | 1.3696 | 1.3533
Bayamón | 2045 | 1394.0579 | 1386.6604 | 157.1446 | 69.1825 | 5.6733 | 7.8064 | 1130.5089 | 1191.3584 | 147.3792 | 56.1281 | 4.6007 | 7.3666 | 324.5879 | 258.7435 | 24.9953 | 27.3801 | 1.3781 | 1.3653
Bayamón | 2046 | 1393.1574 | 1381.6969 | 155.4129 | 69.3715 | 5.6888 | 7.8279 | 1129.7787 | 1187.094 | 145.7551 | 56.2814 | 4.6133 | 7.3869 | 324.8297 | 259.2615 | 24.8855 | 27.2861 | 1.551 | 1.357
Bayamón | 2047 | 1392.4599 | 1377.2644 | 153.8256 | 69.1816 | 5.6733 | 7.8066 | 1129.213 | 1183.2858 | 144.2664 | 56.1274 | 4.6007 | 7.3668 | 325.401 | 260.0951 | 24.8146 | 27.2116 | 1.5417 | 1.3471
Bayamón | 2048 | 1391.9335 | 1372.9342 | 152.2639 | 69.1815 | 5.6733 | 7.8066 | 1128.7861 | 1179.5655 | 142.8018 | 56.1273 | 4.6007 | 7.3668 | 326.5042 | 258.0857 | 24.4049 | 27.2116 | 1.3696 | 1.3471
Bayamón | 2049 | 1391.5831 | 1367.8988 | 150.5114 | 69.1816 | 5.6733 | 7.8065 | 1128.502 | 1175.2393 | 141.1582 | 56.1274 | 4.6008 | 7.3667 | 327.9384 | 256.2511 | 24.0024 | 26.6075 | 1.3696 | 1.3533
Bayamón | 2050 | 1391.3095 | 1362.4355 | 148.6392 | 69.371 | 5.6889 | 7.8277 | 1128.2801 | 1170.5455 | 139.4023 | 56.2811 | 4.6134 | 7.3867 | 328.8516 | 255.787 | 23.6521 | 26.6804 | 1.377 | 1.369
Carolina | 2025 | 1190.9387 | 1010.3045 | 131.9539 | 31.7944 | 2.6073 | 3.5877 | 965.7898 | 868.0098 | 123.7539 | 25.7949 | 2.1144 | 3.3856 | 262.275 | 186.7801 | 20.9175 | 12.5058 | 0.71085 | 0.6191
Carolina | 2026 | 1193.9711 | 1015.2957 | 133.1717 | 31.8815 | 2.6145 | 3.5975 | 968.2489 | 872.298 | 124.8961 | 25.8656 | 2.1202 | 3.3949 | 263.8834 | 187.1615 | 21.0619 | 12.6178 | 0.63115 | 0.62079
Carolina | 2027 | 1196.9199 | 1022.1263 | 134.9369 | 31.7945 | 2.6073 | 3.5877 | 970.6401 | 878.1666 | 126.5516 | 25.795 | 2.1144 | 3.3856 | 265.052 | 187.9697 | 21.2152 | 12.2282 | 0.62943 | 0.62195
Carolina | 2028 | 1199.7305 | 1030.5357 | 137.1709 | 31.7944 | 2.6073 | 3.5876 | 972.9194 | 885.3916 | 128.6467 | 25.795 | 2.1144 | 3.3855 | 266.1639 | 188.7356 | 21.5487 | 12.2282 | 0.63112 | 0.62746
Carolina | 2029 | 1202.1814 | 1034.9643 | 138.2132 | 31.7946 | 2.6073 | 3.5877 | 974.907 | 889.1964 | 129.6242 | 25.7951 | 2.1144 | 3.3856 | 266.8249 | 191.4411 | 21.9174 | 12.5058 | 0.71085 | 0.62195
Carolina | 2030 | 1204.3249 | 1037.6244 | 138.73 | 31.8815 | 2.6145 | 3.5976 | 976.6452 | 891.4819 | 130.1089 | 25.8656 | 2.1202 | 3.3949 | 267.6878 | 193.1354 | 22.1757 | 12.5401 | 0.71045 | 0.62079
Carolina | 2031 | 1206.0038 | 1038.692 | 138.7703 | 31.7944 | 2.6073 | 3.5877 | 978.0068 | 892.3991 | 130.1467 | 25.7949 | 2.1144 | 3.3856 | 268.9202 | 192.3774 | 22.036 | 12.5058 | 0.71085 | 0.6191
Carolina | 2032 | 1207.1838 | 1038.9134 | 138.5578 | 31.7944 | 2.6073 | 3.5877 | 978.9637 | 892.5893 | 129.9474 | 25.795 | 2.1144 | 3.3856 | 270.3197 | 191.6536 | 21.8782 | 12.5833 | 0.62943 | 0.6191
Carolina | 2033 | 1207.9162 | 1038.7045 | 138.217 | 31.7944 | 2.6073 | 3.5876 | 979.5576 | 892.4099 | 129.6278 | 25.795 | 2.1144 | 3.3855 | 271.1917 | 190.7397 | 21.7608 | 12.2282 | 0.63112 | 0.62746
Carolina | 2034 | 1208.0892 | 1039.0846 | 138.0463 | 31.8819 | 2.6145 | 3.5975 | 979.6979 | 892.7364 | 129.4677 | 25.866 | 2.1202 | 3.3948 | 271.98 | 191.8221 | 21.7862 | 12.6178 | 0.63509 | 0.62918
Carolina | 2035 | 1207.8229 | 1039.1052 | 137.7679 | 31.7946 | 2.6073 | 3.5877 | 979.4819 | 892.7541 | 129.2066 | 25.7951 | 2.1144 | 3.3856 | 272.235 | 192.8765 | 21.8942 | 12.5058 | 0.71085 | 0.62195
Carolina | 2036 | 1207.1482 | 1035.2115 | 136.3225 | 31.7944 | 2.6073 | 3.5877 | 978.9348 | 889.4088 | 127.8511 | 25.795 | 2.1144 | 3.3856 | 272.6888 | 193.6941 | 21.9087 | 12.5058 | 0.71085 | 0.6191
Carolina | 2037 | 1206.2048 | 1029.6573 | 134.381 | 31.7944 | 2.6073 | 3.5877 | 978.1698 | 884.6369 | 126.0302 | 25.7949 | 2.1144 | 3.3856 | 274.0043 | 190.8302 | 21.307 | 12.5833 | 0.62943 | 0.6191
Carolina | 2038 | 1205.1353 | 1025.3332 | 132.8055 | 31.8815 | 2.6145 | 3.5975 | 977.3024 | 880.9218 | 124.5525 | 25.8657 | 2.1202 | 3.3948 | 274.6119 | 190.1833 | 21.0607 | 12.2617 | 0.63115 | 0.62365
Carolina | 2039 | 1203.9884 | 1021.8187 | 131.4694 | 31.7944 | 2.6073 | 3.5876 | 976.3724 | 877.9023 | 123.2996 | 25.7949 | 2.1144 | 3.3855 | 275.2013 | 188.7156 | 20.7858 | 12.2282 | 0.63112 | 0.62746
Carolina | 2040 | 1202.8061 | 1018.9963 | 130.3352 | 31.7948 | 2.6073 | 3.5877 | 975.4136 | 875.4774 | 122.2358 | 25.7953 | 2.1144 | 3.3855 | 275.7833 | 189.2745 | 20.671 | 12.5833 | 0.71085 | 0.62746
Carolina | 2041 | 1201.6831 | 1018.5758 | 129.9164 | 31.7944 | 2.6073 | 3.5877 | 974.5029 | 875.1161 | 121.843 | 25.795 | 2.1144 | 3.3856 | 275.6901 | 191.0655 | 20.8321 | 12.5058 | 0.70851 | 0.6191
Carolina | 2042 | 1200.6321 | 1015.4934 | 128.7036 | 31.8815 | 2.6145 | 3.5976 | 973.6506 | 872.4678 | 120.7055 | 25.8656 | 2.1202 | 3.3949 | 276.4931 | 189.9651 | 20.6014 | 12.5401 | 0.7128 | 0.62079
Carolina | 2043 | 1199.5749 | 1011.025 | 127.0769 | 31.7944 | 2.6073 | 3.5877 | 972.7932 | 868.6288 | 119.18 | 25.7949 | 2.1144 | 3.3856 | 277.5981 | 188.272 | 20.1817 | 12.5833 | 0.62943 | 0.6191
Carolina | 2044 | 1198.5508 | 1008.0683 | 125.9001 | 31.7944 | 2.6073 | 3.5877 | 971.9627 | 866.0885 | 118.0763 | 25.795 | 2.1144 | 3.3856 | 278.2144 | 187.9092 | 20.01 | 12.2282 | 0.62943 | 0.62195
Carolina | 2045 | 1197.6363 | 1004.8485 | 124.6409 | 31.7948 | 2.6073 | 3.5877 | 971.2212 | 863.3222 | 116.8954 | 25.7953 | 2.1144 | 3.3855 | 278.8538 | 187.4994 | 19.8253 | 12.5833 | 0.63335 | 0.62746
Carolina | 2046 | 1196.8627 | 1001.2517 | 123.2674 | 31.8816 | 2.6145 | 3.5975 | 970.5938 | 860.232 | 115.6072 | 25.8657 | 2.1202 | 3.3949 | 279.0614 | 187.8748 | 19.7382 | 12.5401 | 0.7128 | 0.62365
Carolina | 2047 | 1196.2635 | 998.0396 | 122.0084 | 31.7944 | 2.6073 | 3.5877 | 970.1079 | 857.4723 | 114.4264 | 25.7949 | 2.1144 | 3.3856 | 279.5523 | 188.4788 | 19.682 | 12.5058 | 0.70851 | 0.6191
Carolina | 2048 | 1195.8112 | 994.9018 | 120.7697 | 31.7943 | 2.6073 | 3.5877 | 969.7411 | 854.7764 | 113.2647 | 25.7949 | 2.1144 | 3.3856 | 280.5001 | 187.0227 | 19.357 | 12.5058 | 0.62943 | 0.6191
Carolina | 2049 | 1195.5102 | 991.2528 | 119.3797 | 31.7944 | 2.6073 | 3.5877 | 969.497 | 851.6414 | 111.9611 | 25.7949 | 2.1144 | 3.3856 | 281.7322 | 185.6933 | 19.0377 | 12.2282 | 0.62943 | 0.62195
Carolina | 2050 | 1195.2752 | 987.2938 | 117.8947 | 31.8814 | 2.6145 | 3.5974 | 969.3064 | 848.24 | 110.5684 | 25.8656 | 2.1202 | 3.3947 | 282.5167 | 185.357 | 18.7599 | 12.2617 | 0.63285 | 0.62918
Guayama | 2025 | 925.125 | 774.2084 | 381.5876 | 40.0918 | 3.2877 | 4.524 | 750.2286 | 665.1662 | 357.8747 | 32.5267 | 2.6662 | 4.2692 | 203.7361 | 143.1318 | 60.4898 | 15.7695 | 0.89636 | 0.78067
Guayama | 2026 | 927.4806 | 778.0332 | 385.1094 | 40.2017 | 3.2968 | 4.5364 | 752.1388 | 668.4524 | 361.1776 | 32.6159 | 2.6735 | 4.2808 | 204.9855 | 143.4241 | 60.9072 | 15.9107 | 0.79586 | 0.7828
Guayama | 2027 | 929.7712 | 783.2676 | 390.2141 | 40.0919 | 3.2878 | 4.524 | 753.9964 | 672.9495 | 365.965 | 32.5268 | 2.6662 | 4.2691 | 205.8932 | 144.0434 | 61.3506 | 15.4195 | 0.79369 | 0.78426
Guayama | 2028 | 931.9545 | 789.7118 | 396.6743 | 40.0919 | 3.2878 | 4.5239 | 755.7669 | 678.4861 | 372.0238 | 32.5268 | 2.6662 | 4.269 | 206.757 | 144.6303 | 62.3152 | 15.4195 | 0.79582 | 0.79121
Guayama | 2029 | 933.8584 | 793.1055 | 399.6885 | 40.0921 | 3.2877 | 4.524 | 757.3109 | 681.4018 | 374.8507 | 32.5269 | 2.6662 | 4.2691 | 207.2705 | 146.7036 | 63.3812 | 15.7695 | 0.89636 | 0.78426
Guayama | 2030 | 935.5234 | 795.144 | 401.183 | 40.2018 | 3.2968 | 4.5364 | 758.6612 | 683.1532 | 376.2524 | 32.6159 | 2.6735 | 4.2808 | 207.9408 | 148.0019 | 64.1283 | 15.8127 | 0.89586 | 0.7828
Guayama | 2031 | 936.8277 | 795.9621 | 401.2995 | 40.0918 | 3.2877 | 4.524 | 759.7188 | 683.8561 | 376.3615 | 32.5267 | 2.6662 | 4.2691 | 208.8981 | 147.4211 | 63.7242 | 15.7695 | 0.89636 | 0.78067
Guayama | 2032 | 937.7443 | 796.1318 | 400.6851 | 40.0919 | 3.2878 | 4.524 | 760.4621 | 684.0019 | 375.7854 | 32.5267 | 2.6662 | 4.2691 | 209.9852 | 146.8664 | 63.2679 | 15.8672 | 0.79369 | 0.78067
Guayama | 2033 | 938.3132 | 795.9717 | 399.6994 | 40.0919 | 3.2878 | 4.5239 | 760.9235 | 683.8643 | 374.861 | 32.5267 | 2.6662 | 4.269 | 210.6626 | 146.1661 | 62.9285 | 15.4195 | 0.79582 | 0.79121
Guayama | 2034 | 938.4476 | 796.2629 | 399.206 | 40.2022 | 3.2968 | 4.5364 | 761.0325 | 684.1145 | 374.3981 | 32.6163 | 2.6735 | 4.2808 | 211.275 | 146.9956 | 63.0019 | 15.9107 | 0.80083 | 0.79338
Guayama | 2035 | 938.2407 | 796.2787 | 398.4009 | 40.0921 | 3.2877 | 4.524 | 760.8647 | 684.1281 | 373.6431 | 32.5269 | 2.6662 | 4.2691 | 211.473 | 147.8035 | 63.3143 | 15.7695 | 0.89636 | 0.78426
Guayama | 2036 | 937.7166 | 793.2949 | 394.221 | 40.0919 | 3.2877 | 4.524 | 760.4397 | 681.5646 | 369.723 | 32.5268 | 2.6662 | 4.2691 | 211.8256 | 148.4301 | 63.3561 | 15.7695 | 0.89636 | 0.78067
Guayama | 2037 | 936.9838 | 789.0387 | 388.6065 | 40.0919 | 3.2878 | 4.524 | 759.8454 | 677.9078 | 364.4573 | 32.5267 | 2.6662 | 4.2691 | 212.8474 | 146.2355 | 61.6161 | 15.8672 | 0.79369 | 0.78067
Guayama | 2038 | 936.153 | 785.7251 | 384.0503 | 40.2018 | 3.2968 | 4.5364 | 759.1717 | 675.0609 | 360.1843 | 32.6159 | 2.6735 | 4.2808 | 213.3194 | 145.7397 | 60.9038 | 15.4617 | 0.79586 | 0.78641
Guayama | 2039 | 935.2621 | 783.0318 | 380.1867 | 40.0918 | 3.2878 | 4.5239 | 758.4492 | 672.747 | 356.5608 | 32.5267 | 2.6662 | 4.269 | 213.7772 | 144.615 | 60.109 | 15.4195 | 0.79582 | 0.79121
Guayama | 2040 | 934.3437 | 780.869 | 376.9068 | 40.0924 | 3.2878 | 4.524 | 757.7044 | 670.8887 | 353.4847 | 32.5271 | 2.6662 | 4.2691 | 214.2293 | 145.0433 | 59.777 | 15.8672 | 0.89636 | 0.79121
Guayama | 2041 | 933.4713 | 780.5468 | 375.6957 | 40.0919 | 3.2878 | 4.524 | 756.997 | 670.6119 | 352.3488 | 32.5267 | 2.6662 | 4.2691 | 214.1569 | 146.4158 | 60.2428 | 15.7695 | 0.89341 | 0.78067
Guayama | 2042 | 932.6549 | 778.1847 | 372.1883 | 40.2017 | 3.2968 | 4.5364 | 756.3349 | 668.5825 | 349.0594 | 32.6158 | 2.6735 | 4.2808 | 214.7807 | 145.5726 | 59.5756 | 15.8127 | 0.89882 | 0.7828
Guayama | 2043 | 931.8336 | 774.7605 | 367.4843 | 40.0918 | 3.2878 | 4.524 | 755.6689 | 665.6406 | 344.6478 | 32.5267 | 2.6662 | 4.2691 | 215.6391 | 144.2751 | 58.3618 | 15.8672 | 0.79369 | 0.78067
Guayama | 2044 | 931.0381 | 772.4948 | 364.0811 | 40.0919 | 3.2878 | 4.524 | 755.0238 | 663.694 | 341.4561 | 32.5268 | 2.6662 | 4.2691 | 216.1178 | 143.9971 | 57.8655 | 15.4195 | 0.79369 | 0.78426
Guayama | 2045 | 930.3278 | 770.0274 | 360.4398 | 40.0924 | 3.2878 | 4.524 | 754.4477 | 661.5741 | 338.041 | 32.5271 | 2.6662 | 4.2691 | 216.6145 | 143.683 | 57.3312 | 15.8672 | 0.79864 | 0.79121
Guayama | 2046 | 929.7268 | 767.2711 | 356.4677 | 40.2019 | 3.2968 | 4.5364 | 753.9604 | 659.206 | 334.3158 | 32.616 | 2.6735 | 4.2808 | 216.7758 | 143.9707 | 57.0795 | 15.8127 | 0.89882 | 0.78641
Guayama | 2047 | 929.2613 | 764.8097 | 352.827 | 40.0919 | 3.2878 | 4.524 | 753.5829 | 657.0913 | 330.9013 | 32.5267 | 2.6662 | 4.2692 | 217.1571 | 144.4336 | 56.9169 | 15.7695 | 0.89341 | 0.78067
Guayama | 2048 | 928.91 | 762.4051 | 349.245 | 40.0918 | 3.2878 | 4.524 | 753.298 | 655.0254 | 327.5419 | 32.5267 | 2.6662 | 4.2692 | 217.8933 | 143.3177 | 55.9771 | 15.7695 | 0.79369 | 0.78067
Guayama | 2049 | 928.6762 | 759.6089 | 345.2253 | 40.0919 | 3.2878 | 4.524 | 753.1084 | 652.623 | 323.772 | 32.5267 | 2.6662 | 4.2691 | 218.8505 | 142.299 | 55.0538 | 15.4195 | 0.79369 | 0.78426
Guayama | 2050 | 928.4936 | 756.5751 | 340.931 | 40.2016 | 3.2968 | 4.5363 | 752.9603 | 650.0164 | 319.7446 | 32.6158 | 2.6735 | 4.2807 | 219.4599 | 142.0413 | 54.2505 | 15.4617 | 0.798 | 0.79338
Humacao | 2025 | 1115.7691 | 930.9039 | 537.2407 | 38.5044 | 3.1576 | 4.3449 | 904.8311 | 799.7922 | 503.855 | 31.2388 | 2.5606 | 4.1001 | 245.7208 | 172.1009 | 85.1642 | 15.1451 | 0.86087 | 0.74975
Humacao | 2026 | 1118.6101 | 935.5028 | 542.1991 | 38.6099 | 3.1662 | 4.3568 | 907.135 | 803.7434 | 508.5053 | 31.3244 | 2.5676 | 4.1113 | 247.2276 | 172.4523 | 85.7519 | 15.2807 | 0.76435 | 0.75181
Humacao | 2027 | 1121.3727 | 941.7966 | 549.386 | 38.5045 | 3.1576 | 4.3448 | 909.3753 | 809.1508 | 515.2456 | 31.2389 | 2.5606 | 4.1001 | 248.3225 | 173.197 | 86.3761 | 14.8089 | 0.76226 | 0.75321
Humacao | 2028 | 1124.0059 | 949.5451 | 558.4814 | 38.5044 | 3.1576 | 4.3447 | 911.5107 | 815.8079 | 523.7758 | 31.2388 | 2.5607 | 4.1 | 249.3642 | 173.9027 | 87.7342 | 14.8089 | 0.76431 | 0.75988
Humacao | 2029 | 1126.3021 | 953.6257 | 562.7252 | 38.5046 | 3.1576 | 4.3449 | 913.3728 | 819.3138 | 527.7558 | 31.239 | 2.5606 | 4.1001 | 249.9835 | 176.3956 | 89.2349 | 15.1451 | 0.86087 | 0.75321
Humacao | 2030 | 1128.3103 | 956.0767 | 564.8293 | 38.6099 | 3.1662 | 4.3568 | 915.0014 | 821.4196 | 529.7292 | 31.3244 | 2.5676 | 4.1113 | 250.7919 | 177.9567 | 90.2868 | 15.1866 | 0.86039 | 0.75181
Humacao | 2031 | 1129.8833 | 957.0604 | 564.9932 | 38.5044 | 3.1576 | 4.3449 | 916.277 | 822.2647 | 529.8829 | 31.2388 | 2.5606 | 4.1001 | 251.9465 | 177.2584 | 89.7179 | 15.1451 | 0.86087 | 0.74975
Humacao | 2032 | 1130.9888 | 957.2644 | 564.1283 | 38.5044 | 3.1576 | 4.3449 | 917.1735 | 822.44 | 529.0717 | 31.2388 | 2.5606 | 4.1001 | 253.2577 | 176.5914 | 89.0755 | 15.2389 | 0.76226 | 0.74975
Humacao | 2033 | 1131.675 | 957.0719 | 562.7405 | 38.5044 | 3.1576 | 4.3447 | 917.7299 | 822.2747 | 527.7702 | 31.2388 | 2.5607 | 4.1 | 254.0747 | 175.7493 | 88.5976 | 14.8089 | 0.76431 | 0.75988
Humacao | 2034 | 1131.8371 | 957.4221 | 562.0457 | 38.6104 | 3.1662 | 4.3567 | 917.8614 | 822.5755 | 527.1186 | 31.3248 | 2.5676 | 4.1113 | 254.8132 | 176.7467 | 88.7009 | 15.2807 | 0.76912 | 0.76196
Humacao | 2035 | 1131.5875 | 957.4411 | 560.9123 | 38.5046 | 3.1576 | 4.3449 | 917.659 | 822.5918 | 526.0556 | 31.239 | 2.5606 | 4.1001 | 255.052 | 177.7182 | 89.1408 | 15.1451 | 0.86087 | 0.75321
Humacao | 2036 | 1130.9555 | 953.8534 | 555.0274 | 38.5044 | 3.1576 | 4.3449 | 917.1464 | 819.5095 | 520.5364 | 31.2388 | 2.5606 | 4.1001 | 255.4773 | 178.4715 | 89.1996 | 15.1451 | 0.86087 | 0.74975
Humacao | 2037 | 1130.0716 | 948.7357 | 547.1226 | 38.5044 | 3.1576 | 4.3449 | 916.4297 | 815.1126 | 513.1229 | 31.2388 | 2.5606 | 4.1001 | 256.7097 | 175.8327 | 86.7499 | 15.2389 | 0.76226 | 0.74975
Humacao | 2038 | 1129.0696 | 944.7514 | 540.7079 | 38.6099 | 3.1662 | 4.3567 | 915.6171 | 811.6894 | 507.1067 | 31.3244 | 2.5677 | 4.1113 | 257.2789 | 175.2367 | 85.7471 | 14.8495 | 0.76435 | 0.75527
Humacao | 2039 | 1127.9951 | 941.5131 | 535.2684 | 38.5044 | 3.1576 | 4.3447 | 914.7457 | 808.9072 | 502.0053 | 31.2388 | 2.5607 | 4.1 | 257.8311 | 173.8843 | 84.628 | 14.8089 | 0.76431 | 0.75988
Humacao | 2040 | 1126.8875 | 938.9125 | 530.6506 | 38.5049 | 3.1576 | 4.3448 | 913.8475 | 806.6729 | 497.6744 | 31.2392 | 2.5606 | 4.1 | 258.3764 | 174.3993 | 84.1605 | 15.2389 | 0.86087 | 0.75988
Humacao | 2041 | 1125.8353 | 938.5251 | 528.9454 | 38.5044 | 3.1576 | 4.3449 | 912.9943 | 806.34 | 496.0752 | 31.2388 | 2.5606 | 4.1001 | 258.2891 | 176.0496 | 84.8164 | 15.1451 | 0.85804 | 0.74975
Humacao | 2042 | 1124.8506 | 935.685 | 524.0073 | 38.6098 | 3.1662 | 4.3568 | 912.1957 | 803.8999 | 491.4439 | 31.3243 | 2.5676 | 4.1113 | 259.0414 | 175.0356 | 83.8771 | 15.1866 | 0.86323 | 0.75181
Humacao | 2043 | 1123.8601 | 931.5677 | 517.3846 | 38.5043 | 3.1576 | 4.3449 | 911.3925 | 800.3625 | 485.2328 | 31.2388 | 2.5606 | 4.1001 | 260.0767 | 173.4756 | 82.1681 | 15.2389 | 0.76226 | 0.74975
Humacao | 2044 | 1122.9007 | 928.8434 | 512.5932 | 38.5044 | 3.1576 | 4.3448 | 910.6144 | 798.0219 | 480.7392 | 31.2388 | 2.5607 | 4.1001 | 260.6541 | 173.1413 | 81.4693 | 14.8089 | 0.76226 | 0.75321
Humacao | 2045 | 1122.044 | 925.8766 | 507.4665 | 38.5048 | 3.1576 | 4.3448 | 909.9197 | 795.473 | 475.9311 | 31.2392 | 2.5606 | 4.1 | 261.2531 | 172.7637 | 80.7172 | 15.2389 | 0.76701 | 0.75988
Humacao | 2046 | 1121.3192 | 922.5625 | 501.8742 | 38.61 | 3.1662 | 4.3568 | 909.3319 | 792.6257 | 470.6863 | 31.3245 | 2.5676 | 4.1113 | 261.4476 | 173.1096 | 80.3627 | 15.1866 | 0.86323 | 0.75527
Humacao | 2047 | 1120.7578 | 919.6029 | 496.7483 | 38.5044 | 3.1576 | 4.3449 | 908.8766 | 790.0829 | 465.879 | 31.2388 | 2.5606 | 4.1001 | 261.9075 | 173.6661 | 80.1338 | 15.1451 | 0.85804 | 0.74975
Humacao | 2048 | 1120.334 | 916.7116 | 491.7052 | 38.5043 | 3.1576 | 4.3449 | 908.533 | 787.5989 | 461.1492 | 31.2387 | 2.5606 | 4.1001 | 262.7955 | 172.3244 | 78.8106 | 15.1451 | 0.76226 | 0.74975
Humacao | 2049 | 1120.0521 | 913.3495 | 486.0459 | 38.5044 | 3.1576 | 4.3448 | 908.3043 | 784.7102 | 455.8416 | 31.2388 | 2.5607 | 4.1001 | 263.9498 | 171.0995 | 77.5108 | 14.8089 | 0.76226 | 0.75321
Humacao | 2050 | 1119.8318 | 909.7016 | 479.9999 | 38.6098 | 3.1663 | 4.3566 | 908.1257 | 781.5762 | 450.1713 | 31.3243 | 2.5677 | 4.1112 | 264.6848 | 170.7896 | 76.3798 | 14.8495 | 0.7664 | 0.76196
Mayagüez | 2025 | 872.38 | 921.676 | 143.0331 | 49.3039 | 4.0432 | 5.5635 | 707.4551 | 791.864 | 134.1446 | 40.0005 | 3.2788 | 5.2501 | 192.1203 | 170.3949 | 22.6738 | 19.3929 | 1.1023 | 0.96004
Mayagüez | 2026 | 874.6012 | 926.2294 | 144.3532 | 49.439 | 4.0543 | 5.5788 | 709.2564 | 795.7761 | 135.3827 | 40.1101 | 3.2878 | 5.2644 | 193.2984 | 170.7428 | 22.8303 | 19.5665 | 0.97873 | 0.96267
Mayagüez | 2027 | 876.7612 | 932.4608 | 146.2666 | 49.304 | 4.0432 | 5.5635 | 711.008 | 801.1298 | 137.1772 | 40.0006 | 3.2788 | 5.25 | 194.1544 | 171.4801 | 22.9965 | 18.9624 | 0.97606 | 0.96446
Mayagüez | 2028 | 878.82 | 940.1325 | 148.6881 | 49.3039 | 4.0432 | 5.5633 | 712.6776 | 807.721 | 139.4482 | 40.0005 | 3.2789 | 5.2499 | 194.9689 | 172.1788 | 23.358 | 18.9624 | 0.97868 | 0.97301
Mayagüez | 2029 | 880.6154 | 944.1726 | 149.818 | 49.3042 | 4.0432 | 5.5635 | 714.1335 | 811.1921 | 140.5079 | 40.0007 | 3.2788 | 5.2501 | 195.4532 | 174.647 | 23.7576 | 19.3929 | 1.1023 | 0.96446
Mayagüez | 2030 | 882.1855 | 946.5993 | 150.3782 | 49.439 | 4.0543 | 5.5788 | 715.4068 | 813.277 | 141.0332 | 40.1101 | 3.2878 | 5.2645 | 196.0852 | 176.1926 | 24.0376 | 19.4461 | 1.1017 | 0.96267
Mayagüez | 2031 | 883.4154 | 947.5732 | 150.4218 | 49.3039 | 4.0432 | 5.5635 | 716.4042 | 814.1138 | 141.0742 | 40.0005 | 3.2788 | 5.2501 | 196.9879 | 175.5012 | 23.8862 | 19.3929 | 1.1023 | 0.96004
Mayagüez | 2032 | 884.2797 | 947.7752 | 150.1915 | 49.3039 | 4.0432 | 5.5635 | 717.1051 | 814.2873 | 140.8582 | 40.0005 | 3.2788 | 5.2501 | 198.0131 | 174.8409 | 23.7151 | 19.5131 | 0.97606 | 0.96004
Mayagüez | 2033 | 884.8162 | 947.5847 | 149.8221 | 49.3039 | 4.0432 | 5.5633 | 717.5402 | 814.1236 | 140.5117 | 40.0005 | 3.2789 | 5.2499 | 198.6519 | 174.0072 | 23.5879 | 18.9624 | 0.97868 | 0.97301
Mayagüez | 2034 | 884.9429 | 947.9314 | 149.6371 | 49.4396 | 4.0543 | 5.5787 | 717.643 | 814.4215 | 140.3382 | 40.1106 | 3.2878 | 5.2644 | 199.2293 | 174.9946 | 23.6154 | 19.5665 | 0.98483 | 0.97568
Mayagüez | 2035 | 884.7478 | 947.9502 | 149.3353 | 49.3042 | 4.0432 | 5.5635 | 717.4848 | 814.4377 | 140.0552 | 40.0007 | 3.2788 | 5.25 | 199.4161 | 175.9565 | 23.7325 | 19.3929 | 1.1023 | 0.96446
Mayagüez | 2036 | 884.2536 | 944.3981 | 147.7685 | 49.3039 | 4.0432 | 5.5635 | 717.084 | 811.3858 | 138.5858 | 40.0005 | 3.2788 | 5.2501 | 199.7485 | 176.7024 | 23.7482 | 19.3929 | 1.1023 | 0.96004
Mayagüez | 2037 | 883.5626 | 939.3311 | 145.664 | 49.3039 | 4.0432 | 5.5635 | 716.5236 | 807.0325 | 136.612 | 40.0005 | 3.2788 | 5.2501 | 200.7122 | 174.0897 | 23.096 | 19.5131 | 0.97606 | 0.96004
Mayagüez | 2038 | 882.7791 | 935.3863 | 143.9562 | 49.439 | 4.0543 | 5.5787 | 715.8883 | 803.6433 | 135.0103 | 40.1101 | 3.2878 | 5.2644 | 201.1572 | 173.4996 | 22.829 | 19.0144 | 0.97873 | 0.9671
Mayagüez | 2039 | 881.9391 | 932.1801 | 142.508 | 49.3039 | 4.0432 | 5.5633 | 715.207 | 800.8887 | 133.6521 | 40.0005 | 3.2789 | 5.2499 | 201.5889 | 172.1606 | 22.5311 | 18.9624 | 0.97868 | 0.97301
Mayagüez | 2040 | 881.073 | 929.6053 | 141.2785 | 49.3045 | 4.0432 | 5.5634 | 714.5047 | 798.6765 | 132.4991 | 40.001 | 3.2788 | 5.25 | 202.0153 | 172.6705 | 22.4066 | 19.5131 | 1.1023 | 0.97301
Mayagüez | 2041 | 880.2504 | 929.2217 | 140.8246 | 49.3039 | 4.0432 | 5.5635 | 713.8376 | 798.3469 | 132.0733 | 40.0005 | 3.2788 | 5.2501 | 201.947 | 174.3044 | 22.5812 | 19.3929 | 1.0987 | 0.96004
Mayagüez | 2042 | 879.4805 | 926.4097 | 139.5099 | 49.4389 | 4.0543 | 5.5788 | 713.2132 | 795.931 | 130.8403 | 40.11 | 3.2878 | 5.2645 | 202.5352 | 173.3005 | 22.3311 | 19.4461 | 1.1053 | 0.96267
Mayagüez | 2043 | 878.7061 | 922.3333 | 137.7467 | 49.3039 | 4.0432 | 5.5635 | 712.5852 | 792.4287 | 129.1867 | 40.0005 | 3.2788 | 5.2501 | 203.3446 | 171.7559 | 21.8762 | 19.5131 | 0.97606 | 0.96004
Mayagüez | 2044 | 877.9559 | 919.636 | 136.471 | 49.3039 | 4.0432 | 5.5635 | 711.9768 | 790.1113 | 127.9903 | 40.0005 | 3.2788 | 5.25 | 203.7961 | 171.425 | 21.6901 | 18.9624 | 0.97606 | 0.96446
Mayagüez | 2045 | 877.2861 | 916.6986 | 135.1061 | 49.3045 | 4.0432 | 5.5634 | 711.4336 | 787.5877 | 126.7102 | 40.001 | 3.2788 | 5.25 | 204.2645 | 171.0511 | 21.4899 | 19.5131 | 0.98214 | 0.97301
Mayagüez | 2046 | 876.7194 | 913.4173 | 133.6172 | 49.4392 | 4.0543 | 5.5787 | 710.9741 | 784.7685 | 125.3139 | 40.1103 | 3.2878 | 5.2644 | 204.4166 | 171.3936 | 21.3955 | 19.4461 | 1.1053 | 0.9671
Mayagüez | 2047 | 876.2804 | 910.4871 | 132.2525 | 49.3039 | 4.0432 | 5.5635 | 710.6181 | 782.251 | 124.034 | 40.0005 | 3.2788 | 5.2501 | 204.7761 | 171.9446 | 21.3345 | 19.3929 | 1.0987 | 0.96004
Mayagüez | 2048 | 875.9491 | 907.6245 | 130.9099 | 49.3038 | 4.0432 | 5.5635 | 710.3495 | 779.7915 | 122.7748 | 40.0004 | 3.2788 | 5.2501 | 205.4704 | 170.6162 | 20.9823 | 19.3929 | 0.97606 | 0.96004
Mayagüez | 2049 | 875.7287 | 904.2956 | 129.4032 | 49.3039 | 4.0432 | 5.5635 | 710.1707 | 776.9316 | 121.3617 | 40.0005 | 3.2789 | 5.25 | 206.3729 | 169.4035 | 20.6362 | 18.9624 | 0.97606 | 0.96446
Mayagüez | 2050 | 875.5565 | 900.6839 | 127.7935 | 49.4389 | 4.0543 | 5.5786 | 710.031 | 773.8286 | 119.852 | 40.11 | 3.2878 | 5.2643 | 206.9476 | 169.0966 | 20.3351 | 19.0144 | 0.98136 | 0.97568
Ponce | 2025 | 768.6744 | 829.3896 | 154.6513 | 38.9144 | 3.1912 | 4.3912 | 623.3552 | 712.5755 | 145.0408 | 31.5715 | 2.5879 | 4.1438 | 169.2817 | 153.3335 | 24.5155 | 15.3064 | 0.87004 | 0.75774
Ponce | 2026 | 770.6316 | 833.487 | 156.0786 | 39.0211 | 3.2 | 4.4032 | 624.9424 | 716.0959 | 146.3794 | 31.658 | 2.595 | 4.1551 | 170.3198 | 153.6465 | 24.6847 | 15.4434 | 0.77249 | 0.75981
Ponce | 2027 | 772.5348 | 839.0945 | 158.1474 | 38.9145 | 3.1912 | 4.3911 | 626.4858 | 720.9135 | 148.3197 | 31.5715 | 2.5879 | 4.1437 | 171.074 | 154.31 | 24.8644 | 14.9666 | 0.77038 | 0.76123
Ponce | 2028 | 774.3489 | 845.998 | 160.7657 | 38.9145 | 3.1912 | 4.391 | 627.9569 | 726.8448 | 150.7752 | 31.5715 | 2.5879 | 4.1436 | 171.7917 | 154.9388 | 25.2553 | 14.9666 | 0.77245 | 0.76797
Ponce | 2029 | 775.9308 | 849.6336 | 161.9873 | 38.9147 | 3.1912 | 4.3911 | 629.2398 | 729.9683 | 151.9209 | 31.5717 | 2.5879 | 4.1437 | 172.2183 | 157.1598 | 25.6874 | 15.3064 | 0.87004 | 0.76123
Ponce | 2030 | 777.3143 | 851.8173 | 162.593 | 39.0211 | 3.1999 | 4.4032 | 630.3617 | 731.8445 | 152.489 | 31.658 | 2.595 | 4.1551 | 172.7753 | 158.5507 | 25.9901 | 15.3483 | 0.86955 | 0.75981
Ponce | 2031 | 778.398 | 852.6938 | 162.6402 | 38.9144 | 3.1912 | 4.3912 | 631.2405 | 732.5975 | 152.5332 | 31.5715 | 2.5879 | 4.1438 | 173.5707 | 157.9285 | 25.8264 | 15.3064 | 0.87004 | 0.75774
Ponce | 2032 | 779.1595 | 852.8755 | 162.3912 | 38.9144 | 3.1912 | 4.3911 | 631.8581 | 732.7536 | 152.2997 | 31.5715 | 2.5879 | 4.1438 | 174.474 | 157.3342 | 25.6415 | 15.4012 | 0.77038 | 0.75774
Ponce | 2033 | 779.6323 | 852.704 | 161.9917 | 38.9145 | 3.1912 | 4.391 | 632.2415 | 732.6063 | 151.9251 | 31.5715 | 2.5879 | 4.1436 | 175.0368 | 156.584 | 25.5039 | 14.9666 | 0.77245 | 0.76797
Ponce | 2034 | 779.7439 | 853.016 | 161.7917 | 39.0216 | 3.1999 | 4.4031 | 632.332 | 732.8744 | 151.7375 | 31.6584 | 2.595 | 4.1551 | 175.5456 | 157.4726 | 25.5336 | 15.4434 | 0.77731 | 0.77008
Ponce | 2035 | 779.572 | 853.033 | 161.4654 | 38.9147 | 3.1912 | 4.3911 | 632.1926 | 732.8889 | 151.4315 | 31.5717 | 2.5879 | 4.1437 | 175.7102 | 158.3381 | 25.6603 | 15.3064 | 0.87004 | 0.76123
Ponce | 2036 | 779.1366 | 849.8365 | 159.7714 | 38.9145 | 3.1912 | 4.3912 | 631.8395 | 730.1426 | 149.8427 | 31.5715 | 2.5879 | 4.1438 | 176.0031 | 159.0093 | 25.6772 | 15.3064 | 0.87004 | 0.75774
Ponce | 2037 | 778.5277 | 845.2769 | 157.4959 | 38.9144 | 3.1912 | 4.3911 | 631.3457 | 726.2252 | 147.7087 | 31.5715 | 2.5879 | 4.1438 | 176.8522 | 156.6583 | 24.972 | 15.4012 | 0.77038 | 0.75774
Ponce | 2038 | 777.8374 | 841.7271 | 155.6493 | 39.0211 | 3.2 | 4.4031 | 630.7859 | 723.1754 | 145.9768 | 31.658 | 2.595 | 4.1551 | 177.2443 | 156.1272 | 24.6833 | 15.0076 | 0.77249 | 0.76331
Ponce | 2039 | 777.0971 | 838.8419 | 154.0835 | 38.9144 | 3.1912 | 4.391 | 630.1856 | 720.6966 | 144.5083 | 31.5715 | 2.5879 | 4.1436 | 177.6247 | 154.9224 | 24.3612 | 14.9666 | 0.77245 | 0.76797
Ponce | 2040 | 776.334 | 836.5249 | 152.7542 | 38.9149 | 3.1912 | 4.3911 | 629.5668 | 718.7059 | 143.2616 | 31.5719 | 2.5879 | 4.1437 | 178.0004 | 155.3812 | 24.2266 | 15.4012 | 0.87004 | 0.76797
Ponce | 2041 | 775.6092 | 836.1797 | 152.2634 | 38.9145 | 3.1912 | 4.3912 | 628.979 | 718.4093 | 142.8013 | 31.5715 | 2.5879 | 4.1438 | 177.9402 | 156.8515 | 24.4154 | 15.3064 | 0.86717 | 0.75774
Ponce | 2042 | 774.9308 | 833.6493 | 150.8419 | 39.021 | 3.1999 | 4.4032 | 628.4289 | 716.2353 | 141.4681 | 31.6579 | 2.595 | 4.1551 | 178.4585 | 155.9481 | 24.145 | 15.3483 | 0.87242 | 0.75981
Ponce | 2043 | 774.2485 | 829.981 | 148.9354 | 38.9144 | 3.1912 | 4.3912 | 627.8755 | 713.0837 | 139.6802 | 31.5715 | 2.5879 | 4.1438 | 179.1717 | 154.5582 | 23.6531 | 15.4012 | 0.77038 | 0.75774
Ponce | 2044 | 773.5875 | 827.5538 | 147.5562 | 38.9145 | 3.1912 | 4.3911 | 627.3395 | 710.9983 | 138.3866 | 31.5715 | 2.5879 | 4.1437 | 179.5695 | 154.2604 | 23.4519 | 14.9666 | 0.77038 | 0.76123
Ponce | 2045 | 772.9973 | 824.9106 | 146.0804 | 38.9149 | 3.1912 | 4.3911 | 626.8608 | 708.7273 | 137.0025 | 31.5719 | 2.5879 | 4.1437 | 179.9822 | 153.9239 | 23.2354 | 15.4012 | 0.77518 | 0.76797
Ponce | 2046 | 772.4979 | 821.9578 | 144.4706 | 39.0212 | 3.1999 | 4.4032 | 626.4559 | 706.1905 | 135.4928 | 31.6581 | 2.595 | 4.1551 | 180.1162 | 154.2321 | 23.1334 | 15.3483 | 0.87242 | 0.76331
Ponce | 2047 | 772.1112 | 819.321 | 142.995 | 38.9144 | 3.1912 | 4.3912 | 626.1423 | 703.925 | 134.1089 | 31.5715 | 2.5879 | 4.1438 | 180.433 | 154.728 | 23.0675 | 15.3064 | 0.86717 | 0.75774
Ponce | 2048 | 771.8193 | 816.745 | 141.5433 | 38.9144 | 3.1912 | 4.3912 | 625.9055 | 701.7119 | 132.7474 | 31.5714 | 2.5879 | 4.1438 | 181.0448 | 153.5326 | 22.6866 | 15.3064 | 0.77038 | 0.75774
Ponce | 2049 | 771.625 | 813.7495 | 139.9142 | 38.9144 | 3.1912 | 4.3911 | 625.748 | 699.1382 | 131.2196 | 31.5715 | 2.5879 | 4.1437 | 181.84 | 152.4413 | 22.3124 | 14.9666 | 0.77038 | 0.76123
Ponce | 2050 | 771.4733 | 810.4994 | 138.1738 | 39.021 | 3.2 | 4.403 | 625.625 | 696.3459 | 129.5873 | 31.6579 | 2.595 | 4.155 | 182.3464 | 152.1652 | 21.9868 | 15.0076 | 0.77457 | 0.77008
San Juan | 2025 | 1154.9258 | 2372.6639 | 45.5195 | 31.5867 | 2.5903 | 3.5643 | 936.5851 | 2038.4899 | 42.6907 | 25.6265 | 2.1006 | 3.3635 | 254.3441 | 438.6465 | 7.2158 | 12.4242 | 0.70621 | 0.61505
San Juan | 2026 | 1157.8665 | 2384.3857 | 45.9396 | 31.6733 | 2.5974 | 3.574 | 938.9699 | 2048.5607 | 43.0848 | 25.6967 | 2.1063 | 3.3727 | 255.9038 | 439.542 | 7.2656 | 12.5354 | 0.62703 | 0.61674
San Juan | 2027 | 1160.7261 | 2400.4271 | 46.5485 | 31.5868 | 2.5903 | 3.5643 | 941.2889 | 2062.3427 | 43.6558 | 25.6265 | 2.1006 | 3.3634 | 257.0371 | 441.44 | 7.3185 | 12.1484 | 0.62532 | 0.61789
San Juan | 2028 | 1163.4517 | 2420.1763 | 47.3191 | 31.5867 | 2.5903 | 3.5642 | 943.4992 | 2079.3104 | 44.3786 | 25.6265 | 2.1006 | 3.3634 | 258.1153 | 443.2388 | 7.4336 | 12.1484 | 0.627 | 0.62336
San Juan | 2029 | 1165.8285 | 2430.5767 | 47.6787 | 31.5869 | 2.5903 | 3.5643 | 945.4267 | 2088.246 | 44.7158 | 25.6266 | 2.1006 | 3.3635 | 258.7564 | 449.5925 | 7.5607 | 12.4242 | 0.70621 | 0.61789
San Juan | 2030 | 1167.9072 | 2436.8238 | 47.857 | 31.6733 | 2.5974 | 3.5741 | 947.1124 | 2093.6132 | 44.883 | 25.6967 | 2.1063 | 3.3727 | 259.5932 | 453.5715 | 7.6498 | 12.4582 | 0.70581 | 0.61674
San Juan | 2031 | 1169.5354 | 2439.331 | 47.8709 | 31.5867 | 2.5903 | 3.5643 | 948.4327 | 2095.7673 | 44.896 | 25.6265 | 2.1006 | 3.3635 | 260.7883 | 451.7916 | 7.6016 | 12.4242 | 0.70621 | 0.61505
San Juan | 2032 | 1170.6796 | 2439.851 | 47.7976 | 31.5867 | 2.5903 | 3.5643 | 949.3607 | 2096.2141 | 44.8273 | 25.6265 | 2.1006 | 3.3635 | 262.1455 | 450.0916 | 7.5472 | 12.5011 | 0.62532 | 0.61505
San Juan | 2033 | 1171.3899 | 2439.3605 | 47.68 | 31.5867 | 2.5903 | 3.5642 | 949.9367 | 2095.7926 | 44.717 | 25.6265 | 2.1006 | 3.3634 | 262.9911 | 447.9454 | 7.5067 | 12.1484 | 0.627 | 0.62336
San Juan | 2034 | 1171.5577 | 2440.253 | 47.6211 | 31.6737 | 2.5974 | 3.574 | 950.0727 | 2096.5595 | 44.6618 | 25.697 | 2.1063 | 3.3726 | 263.7556 | 450.4874 | 7.5155 | 12.5354 | 0.63094 | 0.62507
San Juan | 2035 | 1171.2994 | 2440.3014 | 47.5251 | 31.5869 | 2.5903 | 3.5643 | 949.8633 | 2096.601 | 44.5718 | 25.6266 | 2.1006 | 3.3635 | 264.0028 | 452.9635 | 7.5527 | 12.4242 | 0.70621 | 0.61789
San Juan | 2036 | 1170.6451 | 2431.1572 | 47.0265 | 31.5867 | 2.5903 | 3.5643 | 949.3327 | 2088.7447 | 44.1041 | 25.6265 | 2.1006 | 3.3635 | 264.443 | 454.8836 | 7.5577 | 12.4242 | 0.70621 | 0.61505
San Juan | 2037 | 1169.7303 | 2418.1134 | 46.3567 | 31.5867 | 2.5903 | 3.5643 | 948.5908 | 2077.538 | 43.476 | 25.6265 | 2.1006 | 3.3635 | 265.7187 | 448.1579 | 7.3502 | 12.5011 | 0.62532 | 0.61505
San Juan | 2038 | 1168.6931 | 2407.9583 | 45.8132 | 31.6733 | 2.5974 | 3.574 | 947.7497 | 2068.8132 | 42.9663 | 25.6967 | 2.1064 | 3.3727 | 266.3079 | 446.6387 | 7.2652 | 12.1816 | 0.62703 | 0.61958
San Juan | 2039 | 1167.5809 | 2399.7046 | 45.3523 | 31.5867 | 2.5903 | 3.5642 | 946.8478 | 2061.722 | 42.534 | 25.6265 | 2.1006 | 3.3634 | 266.8794 | 443.1919 | 7.1704 | 12.1484 | 0.627 | 0.62336
San Juan | 2040 | 1166.4344 | 2393.0763 | 44.9611 | 31.5871 | 2.5903 | 3.5642 | 945.918 | 2056.0272 | 42.1671 | 25.6268 | 2.1006 | 3.3634 | 267.4438 | 444.5044 | 7.1308 | 12.5011 | 0.70621 | 0.62336
San Juan | 2041 | 1165.3453 | 2392.0887 | 44.8166 | 31.5867 | 2.5903 | 3.5643 | 945.0348 | 2055.1788 | 42.0316 | 25.6265 | 2.1006 | 3.3635 | 267.3535 | 448.7106 | 7.1863 | 12.4242 | 0.70388 | 0.61505
San Juan | 2042 | 1164.3261 | 2384.8499 | 44.3982 | 31.6732 | 2.5974 | 3.5741 | 944.2083 | 2048.9595 | 41.6392 | 25.6966 | 2.1063 | 3.3727 | 268.1322 | 446.1263 | 7.1068 | 12.4582 | 0.70814 | 0.61674
San Juan | 2043 | 1163.3008 | 2374.3559 | 43.8371 | 31.5867 | 2.5903 | 3.5643 | 943.3768 | 2039.9435 | 41.1129 | 25.6264 | 2.1006 | 3.3635 | 269.2038 | 442.1501 | 6.962 | 12.5011 | 0.62532 | 0.61505
San Juan | 2044 | 1162.3077 | 2367.4123 | 43.4311 | 31.5867 | 2.5903 | 3.5643 | 942.5715 | 2033.9779 | 40.7322 | 25.6265 | 2.1006 | 3.3634 | 269.8015 | 441.2981 | 6.9028 | 12.1484 | 0.62532 | 0.61789
San Juan | 2045 | 1161.4209 | 2359.8507 | 42.9967 | 31.5871 | 2.5903 | 3.5642 | 941.8523 | 2027.4813 | 40.3248 | 25.6268 | 2.1006 | 3.3634 | 270.4215 | 440.3356 | 6.839 | 12.5011 | 0.62921 | 0.62336
San Juan | 2046 | 1160.6707 | 2351.4037 | 42.5229 | 31.6734 | 2.5974 | 3.574 | 941.2439 | 2020.224 | 39.8804 | 25.6968 | 2.1063 | 3.3727 | 270.6229 | 441.2172 | 6.809 | 12.4582 | 0.70814 | 0.61958
San Juan | 2047 | 1160.0896 | 2343.8604 | 42.0886 | 31.5867 | 2.5903 | 3.5643 | 940.7727 | 2013.7431 | 39.4731 | 25.6265 | 2.1006 | 3.3635 | 271.0989 | 442.6358 | 6.7896 | 12.4242 | 0.70388 | 0.61505
San Juan | 2048 | 1159.651 | 2336.4912 | 41.6613 | 31.5867 | 2.5903 | 3.5643 | 940.417 | 2007.4118 | 39.0724 | 25.6264 | 2.1006 | 3.3635 | 272.018 | 439.2161 | 6.6775 | 12.4242 | 0.62532 | 0.61505
San Juan | 2049 | 1159.3591 | 2327.9218 | 41.1818 | 31.5867 | 2.5903 | 3.5643 | 940.1803 | 2000.0493 | 38.6227 | 25.6265 | 2.1006 | 3.3634 | 273.2128 | 436.0941 | 6.5674 | 12.1484 | 0.62532 | 0.61789
San Juan | 2050 | 1159.1311 | 2318.6242 | 40.6695 | 31.6732 | 2.5974 | 3.5739 | 939.9954 | 1992.0613 | 38.1422 | 25.6966 | 2.1064 | 3.3726 | 273.9736 | 435.3042 | 6.4715 | 12.1816 | 0.62871 | 0.62507

## Class and System Peak by FY
Fiscal Year | Month | Calendar Year | Day Type | Day of Week | Date | Holiday | Hour Ending | Residential Peak (MW) | Commercial Peak (MW) | Industrial Peak (MW) | Public Lighting Peak (MW) | Agriculture Peak (MW) | Other Authorities Peak (MW) | System Peak (MW)
2025 | 9 | 2024 | Weekday | Wednesday | 2024-09-11 | 0 | 21 | 1814.424 | 1293.4926 | 286.3966 | 117.1779 | 2.1873 | 6.4469 | 3520.1252
2026 | 9 | 2025 | Weekday | Wednesday | 2025-09-10 | 0 | 21 | 1825.5576 | 1296.019 | 288.3475 | 117.1408 | 2.1934 | 6.4352 | 3535.6935
2027 | 9 | 2026 | Weekday | Thursday | 2026-09-10 | 0 | 21 | 1833.6384 | 1301.5797 | 290.4385 | 116.7821 | 2.1867 | 6.4155 | 3551.0409
2028 | 9 | 2027 | Weekday | Friday | 2027-09-10 | 0 | 21 | 1841.3067 | 1313.3482 | 295.83 | 116.7209 | 2.1855 | 6.4122 | 3575.8034
2029 | 9 | 2028 | Weekday | Tuesday | 2028-09-12 | 0 | 21 | 1845.85 | 1325.7153 | 300.0735 | 116.9854 | 2.1837 | 6.4363 | 3597.2442
2030 | 9 | 2029 | Weekday | Wednesday | 2029-09-12 | 0 | 21 | 1851.7917 | 1337.475 | 303.6167 | 117.6699 | 2.1917 | 6.4881 | 3619.2331
2031 | 9 | 2030 | Weekday | Wednesday | 2030-09-11 | 0 | 21 | 1860.3462 | 1332.0776 | 301.6699 | 116.9306 | 2.1827 | 6.4333 | 3619.6403
2032 | 9 | 2031 | Weekday | Wednesday | 2031-09-10 | 0 | 21 | 1870.0566 | 1326.8931 | 299.4709 | 116.6086 | 2.1834 | 6.406 | 3621.6186
2033 | 9 | 2032 | Weekday | Friday | 2032-09-10 | 0 | 21 | 1876.0962 | 1327.2385 | 298.7406 | 116.5948 | 2.1832 | 6.4052 | 3627.2584
2034 | 9 | 2033 | Weekday | Monday | 2033-09-12 | 0 | 21 | 1881.5537 | 1327.9127 | 298.1786 | 116.8997 | 2.1889 | 6.422 | 3633.1555
2035 | 9 | 2034 | Weekday | Tuesday | 2034-09-12 | 0 | 21 | 1883.3 | 1335.2648 | 299.6694 | 116.8719 | 2.1816 | 6.4301 | 3643.7178
2036 | 9 | 2035 | Weekday | Wednesday | 2035-09-12 | 0 | 21 | 1886.4274 | 1340.9303 | 299.8681 | 117.2656 | 2.1841 | 6.4658 | 3653.1414
2037 | 9 | 2036 | Weekday | Wednesday | 2036-09-10 | 0 | 21 | 1895.6002 | 1320.7884 | 291.5633 | 116.5793 | 2.1829 | 6.4044 | 3633.1184
2038 | 9 | 2037 | Weekday | Thursday | 2037-09-10 | 0 | 21 | 1899.8212 | 1316.1952 | 288.1673 | 116.9062 | 2.189 | 6.4223 | 3629.7014
2039 | 9 | 2038 | Weekday | Friday | 2038-09-10 | 0 | 21 | 1903.9175 | 1312.5345 | 285.2556 | 116.5932 | 2.1831 | 6.4051 | 3626.889
2040 | 9 | 2039 | Weekday | Monday | 2039-09-12 | 0 | 21 | 1907.9581 | 1309.7311 | 282.7979 | 116.5957 | 2.1832 | 6.4053 | 3625.6711
2041 | 9 | 2040 | Weekday | Wednesday | 2040-09-12 | 0 | 21 | 1907.2746 | 1322.2486 | 285.0285 | 117.2935 | 2.1847 | 6.4673 | 3640.4971
2042 | 9 | 2041 | Weekday | Wednesday | 2041-09-11 | 0 | 21 | 1912.86 | 1314.4795 | 281.8387 | 117.2099 | 2.1879 | 6.4487 | 3635.0247
2043 | 9 | 2042 | Weekday | Wednesday | 2042-09-10 | 0 | 21 | 1920.5536 | 1302.5451 | 276.0502 | 116.5977 | 2.1832 | 6.4054 | 3624.3352
2044 | 9 | 2043 | Weekday | Thursday | 2043-09-10 | 0 | 21 | 1924.8315 | 1299.9487 | 273.6843 | 116.5989 | 2.1832 | 6.4055 | 3623.6521
2045 | 9 | 2044 | Weekday | Monday | 2044-09-12 | 0 | 21 | 1929.2704 | 1297.0209 | 271.1381 | 116.601 | 2.1833 | 6.4056 | 3622.6192
2046 | 9 | 2045 | Weekday | Tuesday | 2045-09-12 | 0 | 21 | 1930.6995 | 1299.608 | 269.9455 | 117.2294 | 2.1883 | 6.4498 | 3626.1205
2047 | 9 | 2046 | Weekday | Wednesday | 2046-09-12 | 0 | 21 | 1934.0888 | 1303.7836 | 269.1759 | 117.3089 | 2.185 | 6.4682 | 3633.0102
2048 | 9 | 2047 | Weekday | Wednesday | 2047-09-11 | 0 | 21 | 1940.6874 | 1293.5196 | 264.6921 | 116.9123 | 2.1823 | 6.4323 | 3624.426
2049 | 9 | 2048 | Weekday | Thursday | 2048-09-10 | 0 | 21 | 1949.2534 | 1284.1159 | 260.2841 | 116.6081 | 2.1834 | 6.406 | 3618.8508
2050 | 9 | 2049 | Weekday | Friday | 2049-09-10 | 0 | 21 | 1954.6992 | 1280.3289 | 257.2656 | 116.9294 | 2.1894 | 6.4236 | 3617.8361

## System Generation Peak by FY
Fiscal Year | Historical System Peak Load | Original April 2024 GH High System Peak Forecast | Jan-2025 Revised GH High Forecast
2010 | 3404
2011 | 3406
2012 | 3303
2013 | 3265
2014 | 3159
2015 | 3030
2016 | 3080
2017 | 3087
2018 | 3083.5049
2019 | 2771
2020 | 2911
2021 | 2945
2022 | 2960
2023 | 3049
2024 | 3181 | 3289.8631
2025 |  | 3304.3324 | 3520.1252
2026 |  | 3307.5385 | 3535.6935
2027 |  | 3322.643 | 3551.0409
2028 |  | 3352.9234 | 3575.8034
2029 |  | 3368.2553 | 3597.2442
2030 |  | 3379.7947 | 3619.2331
2031 |  | 3369.7724 | 3619.6403
2032 |  | 3361.4267 | 3621.6186
2033 |  | 3350.1575 | 3627.2584
2034 |  | 3340.8888 | 3633.1555
2035 |  | 3338.3289 | 3643.7178
2036 |  | 3334.7187 | 3653.1414
2037 |  | 3295.338 | 3633.1184
2038 |  | 3276.7663 | 3629.7014
2039 |  | 3261.3411 | 3626.889
2040 |  | 3249.2155 | 3625.6711
2041 |  | 3255.136 | 3640.4971
2042 |  | 3244.9506 | 3635.0247
2043 |  | 3221.8116 | 3624.3352
2044 |  | 3214.6101 | 3623.6521
2045 |  | 3207.974 | 3622.6192
2046 |  | 3206.9193 | 3626.1205
2047 |  | 3209.706 | 3633.0102
2048 |  | 3199.4479 | 3624.426
2049 |  | 3191.5564 | 3618.8508
2050 |  | 3190.3641 | 3617.8361

## System Energy by FY
Fiscal Year | Previous High | Updated High
2024 | 19924.5631
2025 | 20002.085 | 20232.2752
2026 | 20025.9822 | 20319.2298
2027 | 20175.4012 | 20428.2877
2028 | 20328.3264 | 20559.0032
2029 | 20347.5777 | 20632.8253
2030 | 20321.4732 | 20681.5318
2031 | 20283.7703 | 20702.8328
2032 | 20197.7855 | 20710.1802
2033 | 20077.8241 | 20708.4426
2034 | 19972.3217 | 20711.8016
2035 | 19878.8393 | 20704.7455
2036 | 19697.9072 | 20642.591
2037 | 19475.2126 | 20555.8647
2038 | 19299.3838 | 20486.1503
2039 | 19150.0069 | 20424.5405
2040 | 19023.5231 | 20373.2154
2041 | 18968.3641 | 20355.0232
2042 | 18854.1888 | 20302.2473
2043 | 18705.2213 | 20228.1943
2044 | 18612.8167 | 20176.134
2045 | 18525.5561 | 20121.2225
2046 | 18445.3024 | 20063.322
2047 | 18378.0803 | 20009.5771
2048 | 18316.1107 | 19959.0434
2049 | 18250.2863 | 19902.6516
2050 | 18179.6191 | 19843.6393

## Residential Energy
Fiscal Year | Previous High | Updated High
2024 | 8257.2854
2025 | 8261.2792 | 8566.578
2026 | 8262.0946 | 8588.3904
2027 | 8263.8983 | 8609.601
2028 | 8266.1581 | 8629.818
2029 | 8265.7975 | 8647.4479
2030 | 8261.8603 | 8662.8663
2031 | 8253.9034 | 8674.9433
2032 | 8243.1464 | 8683.4308
2033 | 8231.5428 | 8688.6991
2034 | 8219.8123 | 8689.9438
2035 | 8208.5157 | 8688.0278
2036 | 8195.8405 | 8683.1749
2037 | 8181.3858 | 8676.389
2038 | 8166.1996 | 8668.6957
2039 | 8150.6219 | 8660.4462
2040 | 8135.2656 | 8651.9418
2041 | 8120.7222 | 8643.8638
2042 | 8106.8 | 8636.3037
2043 | 8093.1366 | 8628.6989
2044 | 8080.2597 | 8621.3325
2045 | 8068.8578 | 8614.7548
2046 | 8058.9143 | 8609.19
2047 | 8050.1773 | 8604.8798
2048 | 8042.5238 | 8601.6264
2049 | 8035.8964 | 8599.4615
2050 | 8029.6149 | 8597.7705

## Commercial Energy
Fiscal Year | Previous High | Updated High
2024 | 9198.3511
2025 | 9255.1226 | 9268.4925
2026 | 9272.2253 | 9314.282
2027 | 9374.6223 | 9376.9454
2028 | 9478.2995 | 9454.0931
2029 | 9493.9108 | 9494.721
2030 | 9480.6507 | 9519.1244
2031 | 9463.8855 | 9528.9185
2032 | 9415.7676 | 9530.9498
2033 | 9345.3881 | 9529.0335
2034 | 9284.0563 | 9532.5201
2035 | 9232.0975 | 9532.7091
2036 | 9121.5018 | 9496.9885
2037 | 8984.0412 | 9446.0346
2038 | 8877.7965 | 9406.3652
2039 | 8791.1847 | 9374.1232
2040 | 8719.0545 | 9348.2305
2041 | 8694.3345 | 9344.3728
2042 | 8628.7458 | 9316.0951
2043 | 8541.1776 | 9275.102
2044 | 8490.324 | 9247.9776
2045 | 8441.9633 | 9218.4392
2046 | 8396.5664 | 9185.4422
2047 | 8360.6959 | 9155.9753
2048 | 8326.8555 | 9127.1885
2049 | 8289.7317 | 9093.7133
2050 | 8244.3089 | 9057.3937

## Industrial Energy
Fiscal Year | Previous High | Updated High
2024 | 2034.3402
2025 | 2058.5067 | 1970.0262
2026 | 2063.3152 | 1988.2083
2027 | 2109.7036 | 2014.562
2028 | 2156.6924 | 2047.9143
2029 | 2160.6916 | 2063.4759
2030 | 2150.615 | 2071.1916
2031 | 2138.805 | 2071.7927
2032 | 2111.6948 | 2068.6209
2033 | 2073.717 | 2063.5323
2034 | 2040.1033 | 2060.9845
2035 | 2011.0484 | 2056.8282
2036 | 1953.3881 | 2035.2486
2037 | 1882.609 | 2006.2625
2038 | 1827.0405 | 1982.74
2039 | 1781.0245 | 1962.7937
2040 | 1742.0238 | 1945.8604
2041 | 1726.1306 | 1939.6077
2042 | 1690.2963 | 1921.4999
2043 | 1643.7306 | 1897.2149
2044 | 1615.0563 | 1879.6452
2045 | 1587.556 | 1860.8461
2046 | 1561.4739 | 1840.3393
2047 | 1540.0304 | 1821.5433
2048 | 1519.5551 | 1803.0505
2049 | 1497.4815 | 1782.2982
2050 | 1477.3501 | 1760.1279